## equipment
summary table for partners
Request ID | company (beneficiary) | equipment type: gas electric .... | name of equipment | components | characteristics | url where to buy | provider | type of units (units of measurement) | units | delivery time (TO) | status: not purchased on the road received | comments / notes
r_42795490_1 | GAS TSO OF UKRAINE LLC | Gas | Larsen tongue with installation equipment |  | https://www.shutterstock.com/image-photo/worker-helmet-sets-spacing-belt-pit-1533693182 https://drive.google.com/file/d/1Zr7K5VXFQTDkntpcxS_6L9AFq25Q43cX/view?usp=sharing https://drive.google.com/file/d/10NBIygTBSIo6EsBPczJM3gLR-oAwsFaj/view?usp=sharing https://drive.google.com/file/d/1qpE2SSHHFeV0bjvyMtVx_H-ecnPpOKgz/view?usp=sharing |  |  | m.r. | 60
r_42795490_2 | GAS TSO OF UKRAINE LLC | Gas | Locking rubber bullet for pipeline
r_42795490_3 | GAS TSO OF UKRAINE LLC | Gas | Emergency kit STOPKIT (for elimination of leakages under pressure) | DN100 | For application on pipelines in order to eliminate leakages under pressure up to 75 kgf/cm2 and at a temperature of -20 to +80 degrees Celsius https://drive.google.com/file/d/10X5OWPQM9zKCT4afT5Ot7-5rsDts67j-/view?usp=sharing https://www.3xeng.com |  |  | piece | 5
r_42795490_3 | GAS TSO OF UKRAINE LLC | Gas | Emergency kit STOPKIT (for elimination of leakages under pressure) | DN150 | same description |  |  | piece | 5
r_42795490_3 | GAS TSO OF UKRAINE LLC | Gas | Emergency kit STOPKIT (for elimination of leakages under pressure) | DN200 | same description |  |  | piece | 5
r_42795490_3 | GAS TSO OF UKRAINE LLC | Gas | Emergency kit STOPKIT (for elimination of leakages under pressure) | DN250 | same description |  |  | piece | 5
r_42795490_3 | GAS TSO OF UKRAINE LLC | Gas | Emergency kit STOPKIT (for elimination of leakages under pressure) | DN300 | same description |  |  | piece | 5
r_42795490_3 | GAS TSO OF UKRAINE LLC | Gas | Emergency kit STOPKIT (for elimination of leakages under pressure) | DN350 | same description |  |  | piece | 5
r_42795490_3 | GAS TSO OF UKRAINE LLC | Gas | Emergency kit STOPKIT (for elimination of leakages under pressure) | DN400 | same description |  |  | piece | 5
r_42795490_3 | GAS TSO OF UKRAINE LLC | Gas | Emergency kit STOPKIT (for elimination of leakages under pressure) | DN500 | same description |  |  | piece | 5
r_42795490_3 | GAS TSO OF UKRAINE LLC | Gas | Emergency kit STOPKIT (for elimination of leakages under pressure) | DN700 | same description |  |  | piece | 5
r_42795490_3 | GAS TSO OF UKRAINE LLC | Gas | Emergency kit STOPKIT (for elimination of leakages under pressure) | DN800 | same description |  |  | piece | 5
r_42795490_3 | GAS TSO OF UKRAINE LLC | Gas | Emergency kit STOPKIT (for elimination of leakages under pressure) | DN1000 | same description |  |  | piece | 5
r_42795490_3 | GAS TSO OF UKRAINE LLC | Gas | Emergency kit STOPKIT (for elimination of leakages under pressure) | DN1200 | same description |  |  | piece | 5
r_42795490_3 | GAS TSO OF UKRAINE LLC | Gas | Emergency kit STOPKIT (for elimination of leakages under pressure) | DN1400 | same description |  |  | piece | 5
r_42795490_3 | GAS TSO OF UKRAINE LLC | Gas | Emergency coupling (repair coupling, repair clamp) | DN350 | Temporary equipment for sealing of a place of a leakage, that is applied on pipelines that haveworking pressure up to 75 kgf/cm2 https://drive.google.com/file/d/1mAbiPQ2EjLksMyx01BuE7udc2ijwLDEA/view?usp=sharing https://romacon.ru/wp-content/uploads/2020/05/petro.pdf |  |  | piece | 3
r_42795490_3 | GAS TSO OF UKRAINE LLC | Gas | Emergency coupling (repair coupling, repair clamp) | DN400 | same description |  |  | piece | 3
r_42795490_3 | GAS TSO OF UKRAINE LLC | Gas | Emergency coupling (repair coupling, repair clamp) | DN500 | same description |  |  | piece | 3
r_42795490_3 | GAS TSO OF UKRAINE LLC | Gas | Emergency coupling (repair coupling, repair clamp) | DN700 | same description |  |  | piece | 3
r_42795490_3 | GAS TSO OF UKRAINE LLC | Gas | Emergency coupling (repair coupling, repair clamp) | DN800 | same description |  |  | piece | 3
r_42795490_3 | GAS TSO OF UKRAINE LLC | Gas | Emergency coupling (repair coupling, repair clamp) | DN1000 | same description |  |  | piece | 3
r_42795490_3 | GAS TSO OF UKRAINE LLC | Gas | Emergency coupling (repair coupling, repair clamp) | DN1200 | same description |  |  | piece | 3
r_42795490_3 | GAS TSO OF UKRAINE LLC | Gas | Emergency coupling (repair coupling, repair clamp) | DN1400 | same description |  |  | piece | 3
r_42795490_4 | GAS TSO OF UKRAINE LLC | Gas | Machine for plasma cutting of pipes | Plasma cutting machine | Cutting thickness (low carbon steel) not less than 30 mm, voltage 380 V |  |  | piece | 30
r_42795490_4 | GAS TSO OF UKRAINE LLC | Gas | Machine for plasma cutting of pipes | Air compressor | Productivity (air)- not less than 300 l/ min, working pressure (air) - not less than 8 bar, supply voltage - 380V or 220V |  |  | piece | 30 |  |  | see in detail in "equipment_detailed"
r_42795490_4 | GAS TSO OF UKRAINE LLC | Gas | Machine for plasma cutting of pipes | Orbital plasma cutting machine for cutting pipes | For cutting pipes with diameter 457-1524 mm, supply voltage - not higher than 36V (adapter 220V) |  |  | piece | 30 |  |  | see in detail in "equipment_detailed"
r_42795490_4 | GAS TSO OF UKRAINE LLC | Gas | Machine for plasma cutting of pipes | Diesel generator 380V or 220V, 12-13 kWА |  |  |  | piece | 30
r_42795490_5 | GAS TSO OF UKRAINE LLC | Gas | Welding electrodes |  | 2,5mm |  | Böhler Fox EV50; OK 5370; Kobelco LB | kg | 2500
r_42795490_5 | GAS TSO OF UKRAINE LLC | Gas | Welding electrodes |  | 3,2 mm |  | same | kg | 4000
r_42795490_5 | GAS TSO OF UKRAINE LLC | Gas | Welding electrodes |  | 4,0 mm |  | same | kg | 6500
r_42795490_5 | GAS TSO OF UKRAINE LLC | Gas | Welding electrodes |  | Kessel 5520 Mod 4,0 mm |  | same | kg | 4500
r_42795490_6 | GAS TSO OF UKRAINE LLC | Gas | Mobile nitrogen compressor station |  | https://drive.google.com/file/d/1XGtzSxwv1BHVYBlorPypsDj4SefCXyTU/view?usp=sharing 1. Purpose: To obtain explosion proof gas mixture from the atmosphere ; 2. Produced based on the a reciprocating and /or screw compressor and a diesel drive with a gas distribution unit based on hollow fibrous polymer membranes; 3. Volumetric productivity on nitrogen mix - not less than 25nm3/min .; 4. Final / nominal excess pressure not less/not more - 0,8/2,5 (8/25) MPa (kgf / cm2) |  |  | piece | 2
r_42795490_7 | GAS TSO OF UKRAINE LLC | Gas | Equipment for cutting a section of pipelines under pressure | DN700 | Purpose: To cut a section of the pipeline under pressure Equipment for mounting on pipelines http://www.aau.com.ua/ru/assets/content/documents/docs/%D0%9E%D0%B1%D0%BE%D1%80%D1%83%D0%B4%D0%BE%D0%B2%D0%B0%D0%BD%D0%B8%D0%B5%20STOPPLE.pdf https://drive.google.com/file/d/1BRYl_l312NaxpNhQRu1YvkYQcuPQpiFT/view?usp=sharing |  |  | piece | 1 |  |  | Purpose: To cut a section of the pipeline under pressure в комплекті з додатковими засувками та заглушками - 10 штук
r_42795490_7 | GAS TSO OF UKRAINE LLC | Gas | Equipment for cutting a section of pipelines under pressure | DN1000 | same description |  |  | piece | 1 |  |  | same
r_42795490_7 | GAS TSO OF UKRAINE LLC | Gas | Equipment for cutting a section of pipelines under pressure | DN1200 | same description |  |  | piece | 1 |  |  | same
r_42795490_7 | GAS TSO OF UKRAINE LLC | Gas | Equipment for cutting a section of pipelines under pressure | DN1400 | same description |  |  | piece | 1 |  |  | same
r_42795490_8 | GAS TSO OF UKRAINE LLC | Gas | Mobile lighting tower |  | Available in 3 models depending on the light output required: 30W: 7200 lumens - Two heads 50W: 12,000 lumens - Two heads 100W: 24,000 lumens - Two heads • Strong die-cast aluminium casing with stainless steel fitting • Strong die-cast aluminium casing with stainless steel fitting • Designed for industrial applications • Toughened glass lens • IP65 Rated • Slim design • Double light head supplied with 2.2m tripod stan | http://s-status.com.ua/ua/osvitlyuvalne-obladnannya/osvitlyuvalna-machta-solaris-megastar-lite.html http://www.xdmast.com/product/LightingMast/2019-07-17/179.html https://nightsearcher.co.uk/en/category/site-lights/product/linkstar-twin.html |  | piece | 40
r_42795490_9 | GAS TSO OF UKRAINE LLC | Gas | Lifting airbags with a set of equipment |  | Load capacity - not less than 67 tonnes Lifting height - not less than 500mm Dimentions - 950x950 https://drive.google.com/file/d/1RrVXSz-IejBnIeDbWdh_wZYduOKzPOj8/view?usp=sharing | https://vetter.de/branchenloesungen/notfallpneumatik/hebekissen/s.-tec-12-lifting-bags-12-bar/ |  | piece | 30
r_42795490_10 | GAS TSO OF UKRAINE LLC | Gas | Two-chain external skid DEOVALIZER | DN400 | https://drive.google.com/file/d/1QbYycI9tk-Xfy8EQLrXJqQxqTB7Dcd2o/view?usp=sharing | https://svartech.com.ua/g40719508-tsentrator-dvumya-tsepyami |  | piece | 26
r_42795490_10 | GAS TSO OF UKRAINE LLC | Gas | Two-chain external skid DEOVALIZER | DN500 | same description | https://svartech.com.ua/g40719508-tsentrator-dvumya-tsepyami |  | piece | 26
r_42795490_10 | GAS TSO OF UKRAINE LLC | Gas | Two-chain external skid DEOVALIZER | DN700 | same description | https://svartech.com.ua/g40719508-tsentrator-dvumya-tsepyami |  | piece | 26
r_42795490_10 | GAS TSO OF UKRAINE LLC | Gas | Two-chain external skid DEOVALIZER | DN800 | same description | https://svartech.com.ua/g40719508-tsentrator-dvumya-tsepyami |  | piece | 26
r_42795490_10 | GAS TSO OF UKRAINE LLC | Gas | Two-chain external skid DEOVALIZER | DN1000 | same description | https://svartech.com.ua/g40719508-tsentrator-dvumya-tsepyami |  | piece | 26
r_42795490_10 | GAS TSO OF UKRAINE LLC | Gas | Two-chain external skid DEOVALIZER | DN1200 | same description | https://svartech.com.ua/g40719508-tsentrator-dvumya-tsepyami |  | piece | 26
r_42795490_10 | GAS TSO OF UKRAINE LLC | Gas | Two-chain external skid DEOVALIZER | DN1400 | same description | https://svartech.com.ua/g40719508-tsentrator-dvumya-tsepyami |  | piece | 26
r_42795490_11 | GAS TSO OF UKRAINE LLC | Gas | Single-chain external skid DEOVALIZER with two support screws | DN400 | https://drive.google.com/file/d/1zH-8Jm7BONQVhDulBIpA0W_ux4v2B3eB/view?usp=sharing |  |  | piece | 26
r_42795490_11 | GAS TSO OF UKRAINE LLC | Gas | Single-chain external skid DEOVALIZER with two support screws | DN500 | same description |  |  | piece | 26
r_42795490_11 | GAS TSO OF UKRAINE LLC | Gas | Single-chain external skid DEOVALIZER with two support screws | DN700 | same description |  |  | piece | 26
r_42795490_11 | GAS TSO OF UKRAINE LLC | Gas | Single-chain external skid DEOVALIZER with two support screws | DN800 | same description |  |  | piece | 26
r_42795490_11 | GAS TSO OF UKRAINE LLC | Gas | Single-chain external skid DEOVALIZER with two support screws | DN1000 | same description |  |  | piece | 26
r_42795490_11 | GAS TSO OF UKRAINE LLC | Gas | Single-chain external skid DEOVALIZER with two support screws | DN1200 | same description |  |  | piece | 26
r_42795490_11 | GAS TSO OF UKRAINE LLC | Gas | Single-chain external skid DEOVALIZER with two support screws | DN1400 | same description |  |  | piece | 26
r_42795490_12 | GAS TSO OF UKRAINE LLC | Gas | Газовий генератор 8 rDN |  | Для резепвного електропостачання https://drive.google.com/file/d/12x1aoLS9uJRItxfYR6kC2t8Se22M1rks/view?usp=sharing | https://220volt.com.ua/generator-gazovij-generac-6269-8kw/ |  | piece | 20
r_42795490_13 | GAS TSO OF UKRAINE LLC | Gas | Обладнання для безвогневої врізки в газопровід |  | Обладнання забезпечує проведення врізки під тиском, без зупинки транспортування газу, для приєднання газопроводів відводів через рівнопрохідний кульовий кран до основного газопроводу (кран забезпечується Замовником), а саме: Зовнішній діаметр основного газопроводу, мм від 159 до 1420 Товщина стінки основного газопроводу, мм від 6 до 32 Максимальний робочий тиск, при якому буде здійснюватися врізка в основний газопровід, кгс/см2 75 Специфікації Е320: Діапазон врізки .......... 3”- 20”(76.2мм - 508мм) Відстань борштанги .... 66” (1676.4 мм) Приблизна вага .....580 фунтів (264 кг) Дизельний двигун Гідравлічний насос Ілюстрація: https://drive.google.com/file/d/1rVsGSOaw82PQLFE6FpPbNGnsyaaEEjLS/view?usp=sharing |  |  | piece | 2
r_42795490_14 | GAS TSO OF UKRAINE LLC | Gas | Мобільна компресорна установка |  | 1.Призначення: Для перекачування природного газу монтується на шасі автомобіля колісною формулою 8х8 або на шасі напівпричепа забезпеченого автомобілем тягачем колісною формулою 6х6; 2.Продуктивність: -при тиску на вході надлишковому 55 бар, не менше - 57 000 нм³/год.; - при тиску на вході надлишковому 3 бар, не менше - 1 000 нм³/год.; 3. Тиск на вході - 3-55 бар Ілюстрація: https://drive.google.com/file/d/1O0aMit-ULMsW6NuyWEgZkdRNYuQyJ9n6/view?usp=sharing |  |  | piece | 1
r_42795490_15 | GAS TSO OF UKRAINE LLC | Gas | Water-lowering installations |  | Водознижуюча установка з приводом від дизельного двигуна та додатковим обладнанням повинна забезпечувати вертикальне або горизонтальне зниження рівня води в ґрунтах різних категорій і ступеня водонасичення, з можливістю самовсмоктування та перекачування води, суміші води і повітря в місцях виконання локальних ремонтів магістральних газопроводів для забезпечення безпечної роботи. Продуктивність насоса, не менше – 180 м³/год.; Висота всмоктування, не менше – 8,5м; Ілюстрація: https://drive.google.com/file/d/1xlSbMAQybPGDk6fJmyRRgfJ30LFHzEUk/view?usp=sharing |  |  | piece | 2
r_42795490_16 | GAS TSO OF UKRAINE LLC | Gas | Мобільна АГРС | Продуктивність: 3000 м3/год Рвх-75 бар Рвих 3-12 бар | Для можливості відновлення газопостачання споживачів на час проведення аварійно-відновлювальних робіт на ГРС Ілюстрація: https://drive.google.com/file/d/12N3JqJcxgJROpSlT2yEN62keCNjQTCZh/view?usp=sharing |  | Pietro Fiorentini, Valveitalia. Tartarini або аналоги | piece | 4
r_42795490_16 | GAS TSO OF UKRAINE LLC | Gas | Мобільна АГРС | Продуктивність: 5000 м3/год Рвх-75 бар Рвих 3-12 бар | same description |  | same | piece | 4
r_42795490_16 | GAS TSO OF UKRAINE LLC | Gas | Мобільна АГРС | Продуктивність: 10000 м3/год Рвх-75 бар Рвих 3-12 бар | same description |  | same | piece | 4
r_42795490_16 | GAS TSO OF UKRAINE LLC | Gas | Мобільна АГРС | Продуктивність: 30000 м3/год Рвх-75 бар Рвих 3-12 бар | same description |  | same | piece | 4
r_22815333_1 | CHERNIHIVOBLENERHO PJSC | Electricity | Wire AS-50 |  |  |  |  | ton | 10
r_22815333_2 | CHERNIHIVOBLENERHO PJSC | Electricity | Insulator PS-70 |  |  |  |  | piece | 600
r_22815333_3 | CHERNIHIVOBLENERHO PJSC | Electricity | Insulator PS-120 |  |  |  |  | piece | 180
r_22815333_4 | CHERNIHIVOBLENERHO PJSC | Electricity | Insulator PS-240 |  |  |  |  | piece | 60
r_22815333_5 | CHERNIHIVOBLENERHO PJSC | Electricity | Insulator SHF-20 |  |  |  |  | piece | 1800
r_22815333_6 | CHERNIHIVOBLENERHO PJSC | Electricity | Clamp СОАС-50-3 |  |  |  |  | piece | 90
r_22815333_7 | CHERNIHIVOBLENERHO PJSC | Electricity | Clamp СОАС-95-3 |  |  |  |  | piece | 15
r_22815333_8 | CHERNIHIVOBLENERHO PJSC | Electricity | Clamp СОАС-120 |  |  |  |  | piece | 15
r_22815333_9 | CHERNIHIVOBLENERHO PJSC | Electricity | Clamp СОАС-185 |  |  |  |  | piece | 10
r_22815333_10 | CHERNIHIVOBLENERHO PJSC | Electricity | Supports SV-10.5 |  |  |  |  | piece | 112
r_22815333_11 | CHERNIHIVOBLENERHO PJSC | Electricity | Supports CV-9.5 |  |  |  |  | piece | 455
r_22815333_12 | CHERNIHIVOBLENERHO PJSC | Electricity | Traverse ТМ-1 |  |  |  |  | piece | 100
r_22815333_13 | CHERNIHIVOBLENERHO PJSC | Electricity | Traverse ТМ-6 |  |  |  |  | piece | 20
r_22815333_14 | CHERNIHIVOBLENERHO PJSC | Electricity | Header OG-2 |  |  |  |  | piece | 20
r_22815333_15 | CHERNIHIVOBLENERHO PJSC | Electricity | Coupling fittings |  |  |  |  | set | 150
r_22815333_16 | CHERNIHIVOBLENERHO PJSC | Electricity | Cable ASxSn-4x50 |  |  |  |  | km | 8
r_22815333_17 | CHERNIHIVOBLENERHO PJSC | Electricity | Cable ASxSn-4x70 |  |  |  |  | km | 6
r_22815333_18 | CHERNIHIVOBLENERHO PJSC | Electricity | Cable ASxSn-4x95 |  |  |  |  | km | 4
r_22815333_19 | CHERNIHIVOBLENERHO PJSC | Electricity | Clamp GUKo 1 |  |  |  |  | piece | 300
r_22815333_20 | CHERNIHIVOBLENERHO PJSC | Electricity | Clamp GUKo 2 |  |  |  |  | piece | 50
r_22815333_21 | CHERNIHIVOBLENERHO PJSC | Electricity | Clamp PSP 120 |  |  |  |  | piece | 300
r_22815333_22 | CHERNIHIVOBLENERHO PJSC | Electricity | Cable AVVG 4x120 |  |  |  |  | km | 1
r_22815333_23 | CHERNIHIVOBLENERHO PJSC | Electricity | Mobile complete transformer substation KTP-S-100/6(10)/0.4-U1 with transformer TM-100/10 |  |  |  |  | piece | 3
r_22815333_24 | CHERNIHIVOBLENERHO PJSC | Electricity | Mobile complete transformer substation PKTP-160/6(10)/0,4-U1 |  |  |  |  | piece | 2
r_31443937_1 | LUHANSKE ENERHETYCHNE OBYEDNANNIA LLC | Electricity | KTP case (Complete transformer substation) assembled |  |  |  |  | piece | 300
r_31443937_2 | LUHANSKE ENERHETYCHNE OBYEDNANNIA LLC | Electricity | Transformer oil VG |  |  |  |  | ton | 80
r_31443937_3 | LUHANSKE ENERHETYCHNE OBYEDNANNIA LLC | Electricity | reinforced concrete SV- 10.5-3.6 |  |  |  |  | piece | 150
r_31443937_4 | LUHANSKE ENERHETYCHNE OBYEDNANNIA LLC | Electricity | Rack reinforced concrete SV-9,5 |  |  |  |  | piece | 300
r_31443937_5 | LUHANSKE ENERHETYCHNE OBYEDNANNIA LLC | Electricity | RLND 10/630 disconnector with PR |  |  |  |  | piece | 500
r_31443937_6 | LUHANSKE ENERHETYCHNE OBYEDNANNIA LLC | Electricity | RNDZ-35/1000 disconnector |  |  |  |  | piece | 50
r_31443937_7 | LUHANSKE ENERHETYCHNE OBYEDNANNIA LLC | Electricity | Insulator porcelain pin ShF-20 |  |  |  |  | piece | 300
r_31443937_8 | LUHANSKE ENERHETYCHNE OBYEDNANNIA LLC | Electricity | Insulator porcelain pin TF-10 |  |  |  |  | piece | 1000
r_31443937_9 | LUHANSKE ENERHETYCHNE OBYEDNANNIA LLC | Electricity | Insulator basic IO-110 |  |  |  |  | piece | 100
r_31443937_10 | LUHANSKE ENERHETYCHNE OBYEDNANNIA LLC | Electricity | Insulator basic IO-35 |  |  |  |  | piece | 150
r_31443937_11 | LUHANSKE ENERHETYCHNE OBYEDNANNIA LLC | Electricity | Insulator basic IO-10 |  |  |  |  | piece | 300
r_31443937_12 | LUHANSKE ENERHETYCHNE OBYEDNANNIA LLC | Electricity | Wire AC 50 / 8.0 |  |  |  |  | ton | 10
r_31443937_13 | LUHANSKE ENERHETYCHNE OBYEDNANNIA LLC | Electricity | Wire AC 35 / 6.2 |  |  |  |  | ton | 10
r_31443937_14 | LUHANSKE ENERHETYCHNE OBYEDNANNIA LLC | Electricity | Wires ASxSn 4x50 |  |  |  |  | km | 5
r_31443937_15 | LUHANSKE ENERHETYCHNE OBYEDNANNIA LLC | Electricity | Wires ASxSn 4x35 |  |  |  |  | km | 5
r_31443937_16 | LUHANSKE ENERHETYCHNE OBYEDNANNIA LLC | Electricity | Rod iron 6.5 mm |  |  |  |  | ton | 10
r_31443937_17 | LUHANSKE ENERHETYCHNE OBYEDNANNIA LLC | Electricity | SLIP 12.1 clamp |  |  |  |  | pcs | 300
r_31443937_18 | LUHANSKE ENERHETYCHNE OBYEDNANNIA LLC | Electricity | Clamp SO 158.1 |  |  |  |  | pcs | 1000
r_31443937_19 | LUHANSKE ENERHETYCHNE OBYEDNANNIA LLC | Electricity | Clamp SO 157.1 |  |  |  |  | pcs | 1000
r_31443937_20 | LUHANSKE ENERHETYCHNE OBYEDNANNIA LLC | Electricity | Clamp SO234S |  |  |  |  | pcs | 300
r_31443937_21 | LUHANSKE ENERHETYCHNE OBYEDNANNIA LLC | Electricity | Clamp SO 130 |  |  |  |  | pcs | 300
r_31443937_22 | LUHANSKE ENERHETYCHNE OBYEDNANNIA LLC | Electricity | Clamp plate PA 1-1 |  |  |  |  | piece | 10000
r_31443937_23 | LUHANSKE ENERHETYCHNE OBYEDNANNIA LLC | Electricity | Clamp spot PS 1-1 |  |  |  |  | piece | 10000
r_31443937_24 | LUHANSKE ENERHETYCHNE OBYEDNANNIA LLC | Electricity | Clamp A4A- 185 |  |  |  |  | pcs | 100
r_31443937_25 | LUHANSKE ENERHETYCHNE OBYEDNANNIA LLC | Electricity | Clamp A4A-150 |  |  |  |  | piece | 100
r_31443937_26 | LUHANSKE ENERHETYCHNE OBYEDNANNIA LLC | Electricity | Clamp A4A-120 |  |  |  |  | piece | 200
r_31443937_27 | LUHANSKE ENERHETYCHNE OBYEDNANNIA LLC | Electricity | Clamp A4A- 95 |  |  |  |  | piece | 100
r_31443937_28 | LUHANSKE ENERHETYCHNE OBYEDNANNIA LLC | Electricity | Clip connecting SOAS-35 |  |  |  |  | piece | 1000
r_31443937_29 | LUHANSKE ENERHETYCHNE OBYEDNANNIA LLC | Electricity | Clip connecting SOAS-50 |  |  |  |  | piece | 1000
r_31443937_30 | LUHANSKE ENERHETYCHNE OBYEDNANNIA LLC | Electricity | Diesel generator of 5 kW 3 phase (380 V) |  |  |  |  | piece | 10
r_31443937_31 | LUHANSKE ENERHETYCHNE OBYEDNANNIA LLC | Electricity | Gasoline generator of 3 kW 1 phase (220 V) |  |  |  |  | piece | 10
r_31443937_32 | LUHANSKE ENERHETYCHNE OBYEDNANNIA LLC | Electricity | KVVGEng cable 4x2.5 |  |  |  |  | m | 300
r_31443937_33 | LUHANSKE ENERHETYCHNE OBYEDNANNIA LLC | Electricity | cable 7x2.5 |  |  |  |  | m | 300
r_31443937_34 | LUHANSKE ENERHETYCHNE OBYEDNANNIA LLC | Electricity | cable 10x1.5 |  |  |  |  | m | 300
r_31443937_35 | LUHANSKE ENERHETYCHNE OBYEDNANNIA LLC | Electricity | cable 14x1.5 |  |  |  |  | m | 300
r_31443937_36 | LUHANSKE ENERHETYCHNE OBYEDNANNIA LLC | Electricity | cable 19x1.5 |  |  |  |  | m | 300
r_31443937_37 | LUHANSKE ENERHETYCHNE OBYEDNANNIA LLC | Electricity | Cable ASBl 10 3x120 |  |  |  |  | m | 500
r_31443937_38 | LUHANSKE ENERHETYCHNE OBYEDNANNIA LLC | Electricity | Cable ASBl 10 3х240 |  |  |  |  | m | 500
r_31443937_39 | LUHANSKE ENERHETYCHNE OBYEDNANNIA LLC | Electricity | Corner 50х50х5 |  |  |  |  | ton | 5
r_31443937_40 | LUHANSKE ENERHETYCHNE OBYEDNANNIA LLC | Electricity | Coupling cable 10STP (3 / 70-120) |  |  |  |  | piece | 50
r_31443937_41 | LUHANSKE ENERHETYCHNE OBYEDNANNIA LLC | Electricity | Coupling cable 10STP ( 3 / 150-240) |  |  |  |  | piece | 50
r_31443937_42 | LUHANSKE ENERHETYCHNE OBYEDNANNIA LLC | Electricity | Transformer TM ( or TMG) 100-10 / 0,4 |  |  |  |  | piece | 7
r_31443937_43 | LUHANSKE ENERHETYCHNE OBYEDNANNIA LLC | Electricity | Transformer TM ( or TMG) 160-10 / 0,4 |  |  |  |  | piece | 7
r_31443937_44 | LUHANSKE ENERHETYCHNE OBYEDNANNIA LLC | Electricity | Transformer TM ( or TMG) 250-10 / 0,4 |  |  |  |  | piece | 7
r_31443937_45 | LUHANSKE ENERHETYCHNE OBYEDNANNIA LLC | Electricity | Transformer TM ( or TMG) 100-10 / 0,4 |  |  |  |  | piece | 7
r_31443937_46 | LUHANSKE ENERHETYCHNE OBYEDNANNIA LLC | Electricity | Transformer TM ( or TMG) 160-10 / 0,4 |  |  |  |  | piece | 5
r_31443937_47 | LUHANSKE ENERHETYCHNE OBYEDNANNIA LLC | Electricity | Transformer TM ( or TMG) 250-10 / 0,4 |  |  |  |  | piece | 5
r_31443937_48 | LUHANSKE ENERHETYCHNE OBYEDNANNIA LLC | Electricity | Transformer TDTN 16 000 / 110-35-10 (10) U1 |  |  |  |  | pcs | 2
r_31443937_49 | LUHANSKE ENERHETYCHNE OBYEDNANNIA LLC | Electricity | Transformer TDTN 16 000 / 110-35-6 (10) U1 |  |  |  |  | pcs | 2
r_31443937_50 | LUHANSKE ENERHETYCHNE OBYEDNANNIA LLC | Electricity | Transformer TDTN 10 000 / 35- 10 (10) U1 |  |  |  |  | piece | 1
r_31443937_51 | LUHANSKE ENERHETYCHNE OBYEDNANNIA LLC | Electricity | Transformer TDTN 10000 / 35-6 (10) U1 |  |  |  |  | piece | 1
r_31443937_52 | LUHANSKE ENERHETYCHNE OBYEDNANNIA LLC | Electricity | Current transformer TFZN-35 150/5 |  |  |  |  | piece | 9
r_31443937_53 | LUHANSKE ENERHETYCHNE OBYEDNANNIA LLC | Electricity | Current transformer TFZM 110 50/5 |  |  |  |  | pcs | 6
r_31443937_54 | LUHANSKE ENERHETYCHNE OBYEDNANNIA LLC | Electricity | Voltage transformer ZNOMP-35 |  |  |  |  | piece | 9
r_31443937_55 | LUHANSKE ENERHETYCHNE OBYEDNANNIA LLC | Electricity | transformer TSN 25 kV A 10 / 0,4 |  |  |  |  | piece | 2
r_31443937_56 | LUHANSKE ENERHETYCHNE OBYEDNANNIA LLC | Electricity | transformer TSN 25 kVA 6 / 0,4 |  |  |  |  | piece | 2
r_31443937_57 | LUHANSKE ENERHETYCHNE OBYEDNANNIA LLC | Electricity | Vacuum switch of 35 kV 10000 V |  |  |  |  | piece | 20
r_31443937_58 | LUHANSKE ENERHETYCHNE OBYEDNANNIA LLC | Electricity | Vacuum switch of 35 kV 6000 V |  |  |  |  | piece | 20
r_31443937_59 | LUHANSKE ENERHETYCHNE OBYEDNANNIA LLC | Electricity | Vacuum switch 10 V |  |  |  |  | piece | 20
r_31443937_60 | LUHANSKE ENERHETYCHNE OBYEDNANNIA LLC | Electricity | Vacuum switch of 6 kV |  |  |  |  | piece | 20
r_31443937_61 | LUHANSKE ENERHETYCHNE OBYEDNANNIA LLC | Electricity | Wire AC-185/29 |  |  |  |  | m / kg | 4500 / 5000
r_31443937_62 | LUHANSKE ENERHETYCHNE OBYEDNANNIA LLC | Electricity | Wire AC-150/24 |  |  |  |  | m / kg | 8000 / 5000
r_31443937_63 | LUHANSKE ENERHETYCHNE OBYEDNANNIA LLC | Electricity | Wire AC-120/19 |  |  |  |  | m / kg | 9500 / 5000
r_31443937_64 | LUHANSKE ENERHETYCHNE OBYEDNANNIA LLC | Electricity | Clip connecting SOAS-185 |  |  |  |  | piece | 500
r_31443937_65 | LUHANSKE ENERHETYCHNE OBYEDNANNIA LLC | Electricity | Clip connecting SOAS-150 |  |  |  |  | piece | 450
r_31443937_66 | LUHANSKE ENERHETYCHNE OBYEDNANNIA LLC | Electricity | Clip connecting SOAS-120 |  |  |  |  | piece | 400
r_31443937_67 | LUHANSKE ENERHETYCHNE OBYEDNANNIA LLC | Electricity | Clip connecting SOAS-95 |  |  |  |  | piece | 200
r_31443937_68 | LUHANSKE ENERHETYCHNE OBYEDNANNIA LLC | Electricity | KGP 16-3 mounting unit |  |  |  |  | pcs | 320
r_31443937_69 | LUHANSKE ENERHETYCHNE OBYEDNANNIA LLC | Electricity | Clamp plate PA 4-1 |  |  |  |  | piece | 500
r_31443937_70 | LUHANSKE ENERHETYCHNE OBYEDNANNIA LLC | Electricity | Clamp plate PA 3-2 |  |  |  |  | piece | 450
r_31443937_71 | LUHANSKE ENERHETYCHNE OBYEDNANNIA LLC | Electricity | Clamp plate PA 2-2 |  |  |  |  | piece | 300
r_31443937_72 | LUHANSKE ENERHETYCHNE OBYEDNANNIA LLC | Electricity | Connector of a cable steel SVS-50 (for a cable of S-50) |  |  |  |  | piece | 200
r_31443937_73 | LUHANSKE ENERHETYCHNE OBYEDNANNIA LLC | Electricity | Bracket SKD-10-1 |  |  |  |  | pcs | 600
r_31443937_74 | LUHANSKE ENERHETYCHNE OBYEDNANNIA LLC | Electricity | Earring Wed 7-16 |  |  |  |  | pcs | 600
r_31443937_75 | LUHANSKE ENERHETYCHNE OBYEDNANNIA LLC | Electricity | Ear U1-7-16 |  |  |  |  | pcs | 600
r_31443937_76 | LUHANSKE ENERHETYCHNE OBYEDNANNIA LLC | Electricity | PSD-70E insulator |  |  |  |  | piece | 5000
r_31443937_77 | LUHANSKE ENERHETYCHNE OBYEDNANNIA LLC | Electricity | Corner 90x90x7 |  |  |  |  | ton | 15
r_31443937_78 | LUHANSKE ENERHETYCHNE OBYEDNANNIA LLC | Electricity | Corner 75x75x6 |  |  |  |  | ton | 13
r_31443937_79 | LUHANSKE ENERHETYCHNE OBYEDNANNIA LLC | Electricity | Corner 63x63x6 |  |  |  |  | ton | 10
r_31443937_80 | LUHANSKE ENERHETYCHNE OBYEDNANNIA LLC | Electricity | Rack SC 16.4-02 |  |  |  |  | pcs | 60
r_31443937_81 | LUHANSKE ENERHETYCHNE OBYEDNANNIA LLC | Electricity | Rack SC 22.2-1.1 |  |  |  |  | pcs | 20
r_31443937_82 | LUHANSKE ENERHETYCHNE OBYEDNANNIA LLC | Electricity | Rack SK-22,1-1,1 |  |  |  |  | piece | 60
r_31443937_83 | LUHANSKE ENERHETYCHNE OBYEDNANNIA LLC | Electricity | Electrode ANO-21 d3 |  |  |  |  | kg | 500
r_31443937_84 | LUHANSKE ENERHETYCHNE OBYEDNANNIA LLC | Electricity | Electrodes ANO-4 d4 |  |  |  |  | kg | 500
r_31443937_85 | LUHANSKE ENERHETYCHNE OBYEDNANNIA LLC | Electricity | Inverter welding machine |  |  |  |  | piece | 6
r_31443937_86 | LUHANSKE ENERHETYCHNE OBYEDNANNIA LLC | Electricity | Gasoline generator with a capacity of at least 6.5 kW |  |  |  |  | piece | 6
r_31443937_87 | LUHANSKE ENERHETYCHNE OBYEDNANNIA LLC | Electricity | Chainsaw with 18 "tire |  |  |  |  | piece | 20
r_31443937_88 | LUHANSKE ENERHETYCHNE OBYEDNANNIA LLC | Electricity | Chainsaw with 20 "tire |  |  |  |  | pcs | 20
r_31443937_89 | LUHANSKE ENERHETYCHNE OBYEDNANNIA LLC | Electricity | Rope cotton 14 |  |  |  |  | m | 200
r_31443937_90 | LUHANSKE ENERHETYCHNE OBYEDNANNIA LLC | Electricity | Rope cotton 18 |  |  |  |  | m | 200
r_31443937_91 | LUHANSKE ENERHETYCHNE OBYEDNANNIA LLC | Electricity | Rope cotton 20 |  |  |  |  | m | 200
r_41946011_1 | DTEK KYIV GRIDS PRIVATE JOINT-STOCK COMPANY | Electricity | Transformer power TRDN-40000 kVA 110/10/10 kV U1 |  |  |  |  | pcs | 1
r_41946011_2 | DTEK KYIV GRIDS PRIVATE JOINT-STOCK COMPANY | Electricity | Transformer power TMG-1000 kVA 10 / 0,4 kV |  |  |  |  | pcs | 8
r_41946011_3 | DTEK KYIV GRIDS PRIVATE JOINT-STOCK COMPANY | Electricity | Transformer power TMG-630 kVA 10 / 0,4 kV |  |  |  |  | pcs | 10
r_41946011_4 | DTEK KYIV GRIDS PRIVATE JOINT-STOCK COMPANY | Electricity | Transformer power TMG-400 kVA 10 / 0,4 kV |  |  |  |  | pcs | 12
r_41946011_5 | DTEK KYIV GRIDS PRIVATE JOINT-STOCK COMPANY | Electricity | Power TS-1000 kVA 10 / 0.4 kV power transformer |  |  |  |  | pcs | 2
r_41946011_6 | DTEK KYIV GRIDS PRIVATE JOINT-STOCK COMPANY | Electricity | Transformer power TS-630 kVA 10 / 0,4 kV |  |  |  |  | pcs | 2
r_41946011_7 | DTEK KYIV GRIDS PRIVATE JOINT-STOCK COMPANY | Electricity | Coupling cable transitional 35 kV TRAJ 42 / 1x120-240-3HL |  |  |  |  | pcs | 12
r_41946011_8 | DTEK KYIV GRIDS PRIVATE JOINT-STOCK COMPANY | Electricity | Coupling cable connecting 35 kV POLJ-42 / 1x500 |  |  |  |  | pcs | 12
r_41946011_9 | DTEK KYIV GRIDS PRIVATE JOINT-STOCK COMPANY | Electricity | Coupling cable connecting 35 kV POLJ-42 / 1x300-400 |  |  |  |  | pcs | 12
r_41946011_10 | DTEK KYIV GRIDS PRIVATE JOINT-STOCK COMPANY | Electricity | Coupling cable final 35 kV POLT-42F / 1XI-L16 |  |  |  |  | comp. | 6
r_41946011_11 | DTEK KYIV GRIDS PRIVATE JOINT-STOCK COMPANY | Electricity | Wire AC-185/29 |  |  |  |  | kg | 1000
r_41946011_12 | DTEK KYIV GRIDS PRIVATE JOINT-STOCK COMPANY | Electricity | Wire AC-300/39 |  |  |  |  | kg | 1400
r_41946011_13 | DTEK KYIV GRIDS PRIVATE JOINT-STOCK COMPANY | Electricity | The 35 kV B35B-LE-51 / K-U1 block with vacuum switches like 3AF0141 |  |  |  |  | comp. | 5
r_41946011_14 | DTEK KYIV GRIDS PRIVATE JOINT-STOCK COMPANY | Electricity | Reinforced concrete rack SK-26 |  |  |  |  | pcs | 8
r_41946011_15 | DTEK KYIV GRIDS PRIVATE JOINT-STOCK COMPANY | Electricity | Anchor-angular support U-110-2 |  |  |  |  | pcs | 2
r_41946011_16 | DTEK KYIV GRIDS PRIVATE JOINT-STOCK COMPANY | Electricity | Coupling cable connecting 10 kV POLJ 24 / 1Х240-400 |  |  |  |  | pcs | 20
r_41946011_17 | DTEK KYIV GRIDS PRIVATE JOINT-STOCK COMPANY | Electricity | Coupling cable connecting 10 kV POLJ 24 / 1Х120-240 |  |  |  |  | pcs | 30
r_41946011_18 | DTEK KYIV GRIDS PRIVATE JOINT-STOCK COMPANY | Electricity | Coupling cable connecting 10 kV POLJ 24/1X500 |  |  |  |  | pcs | 12
r_41946011_19 | DTEK KYIV GRIDS PRIVATE JOINT-STOCK COMPANY | Electricity | Coupling cable transitional 10 kV TRAJ 24 120-240 3HL |  |  |  |  | pcs | 16
r_00100227_1 | NPC UKRENERGO | Electricity | Drive control cabinet | BLG 1002A firm "АVV", оr equivalent for a switch LTB 420Е2 № 1HSB01113009 2011 year of production. | Spring drive. Unipolar installation. Three-pole control mode. Universal electric motor 220 V. |  | АVV | unit | 1
r_00100227_2 | NPC UKRENERGO | Electricity | SF6 current transformer | SAS-362 "TRENCH", оr equivalent | The maximum operating voltage of the primary winding is 362 kV. Transformation coefficient 1000-2000 \ 1. Four secondary windings. Accuracy class of windings (1 winding - 0,2 S, 3 windings - 10P). SF6 internal environment. Polymeric external insulation. |  | TRENCH | unit | 6
r_00100227_3 | NPC UKRENERGO | Electricity | SF6 current transformer | SVS 362 "TRENCH", оr equivalent | The maximum operating voltage of the primary winding is 362 kV. The nominal voltage of the secondary winding is 330 / √3 kV. The accuracy class of the windings is 0.5. The rated power of the windings is 400 W. SF6 internal environment. Polymeric external insulation. |  | TRENCH | unit | 3
r_00100227_4 | NPC UKRENERGO | Electricity | Disconnectors | S2DAT-362 of firm "ALSTOM", or equivalent | The highest operating voltage is 362 kV. The rated operating current is 3150 A. The stump of thermal resistance is 40 kA. Installation is unipolar. The insulation is porcelain. The number of grounding knives is 2 pcs. The drive of the main and grounding knives is a 380 V electric motor. The control is 220 V. AC. |  | ALSTOM | set | 10
r_00100227_4 | NPC UKRENERGO | Electricity | Disconnectors | S2DAT-362 of firm "ALSTOM", or equivalent | same description |  | ALSTOM | phase | 1
r_22767506_1 | JSC "Khmelnitskoblenergo" | electricity | Vacuum switches of 10 kV | Switch, plug contacts, adaptation kit | ВРС-10-25 / 1600- 1 pc., ВРС-10-20 / 1000-2 pc., ВРС-10-20 / 630 - 7 pc. Operating current: direct / alternating, | http://www.rzva.ua/ | RZVA Rivne, street White, 16 | pcs. | 10 | 2022-05-01 |  | The BPC vacuum switch is intended for installation on high-voltage substations for switching in 10 kV electric circuits. 110 kV Substation Izyaslav, 110 kV Substation Zarichchya, 110 kV Substation South
r_22767506_2 | JSC "Khmelnitskoblenergo" | electricity | Power transformers TMN-2500/35 | Power transformer, power inputs, attachments | Group of compounds Y / D-11; Nominal capacity - 2.5 MVA; Un = 38.5 ± 2 * 2.5% / 11 kV | https://uea.com.ua/ | LLC "Ukrelektroaparat" | pcs. | 1 | 2022-06-01 |  | For the reserve of 35 kV substation "Chernelika" from which the water supply system of the city of Khmelnytsky is fed
r_22767506_2 | JSC "Khmelnitskoblenergo" | electricity | Power transformers TMN-6300/35 | Power transformer, power inputs, attachments | Group of compounds Y / D-11; Nominal capacity - 6.3 MVA; Un = 38.5 ± 2 * 2.5% / 11 kV | http://www.ztr.ua/ua/company/ | PJSC "Zaporizhtransformator" | pcs. | 1 | 2022-06-01 |  | For the reserve of 35 kV substation "Lisovi Hrynivtsi" from which part of the city of Khmelnytsky is fed.
r_22767506_2 | JSC "Khmelnitskoblenergo" | electricity | Power transformers TMN-4000/35 | Power transformer, power inputs, attachments | Group of compounds Y / D-11; Nominal capacity - 4 MBA; Un = 38.5 ± 2 * 2.5% / 11 kV | http://www.ztr.ua/ua/company/ | PJSC "Zaporizhtransformator" | pcs. | 1 | 2022-06-01 |  | For the reserve of 35 kV substation "Klimentovychi" from which TIC.
r_22767506_2 | JSC "Khmelnitskoblenergo" | electricity | Power TDTN-25000/110/10/10 transformer | Power transformer, power inputs, attachments | Group of connections Yn / D / D 11-11; Nominal capacity - 25 MBA; Un = 115 ± 2 * 2.5% / 11 kV | http://www.ztr.ua/ua/company/ | PJSC "Zaporizhtransformator" | pcs. | 1 | 2022-06-01 |  | For the reserve of 110 kV substation "Central" from which a number of municipal enterprises of the city of Khmelnytsky, regional hospital will recover.
r_22767506_2 | JSC "Khmelnitskoblenergo" | electricity | Power TDTN-16000/110/35/10 transformer | Power transformer, power inputs, attachments | Group of connections Yn / Y / D 0-11; Nominal capacity - 16.0 MVA; Un = 115 ± * 2.5% / 38.5 ± 2.5% / 11 kV | http://www.ztr.ua/ua/company/ | PJSC "Zaporizhtransformator" | pcs. | 1 | 2022-06-01 |  | For the reserve of 110 kV substation "South" from which a large part of Kamianets-Podilskyi is fed.
r_22767506_2 | JSC "Khmelnitskoblenergo" | electricity | Power TDTN-16000/110/10 transformer | Power transformer, power inputs, attachments | Group of connections Yn / D -11; Nominal capacity - 10.0 MVA; Un = 115 ± * 2.5% / 11 kV | http://www.ztr.ua/ua/company/ | PJSC "Zaporizhtransformator" | pcs. | 1 | 2022-06-01 |  | For the reserve of 110 kV substation "Dubovo" from which lives a large part of the city of Khmelnytsky.
r_22767506_2 | JSC "Khmelnitskoblenergo" | electricity | Power TMN-6300/110/35/10 transformer | Power transformer, power inputs, attachments | Group of connections Yn / D -11; Nominal capacity - 10.0 MVA; Un = 115 ± * 2.5% / 11 kV | http://www.ztr.ua/ua/company/ | PJSC "Zaporizhtransformator" | pcs. | 1 | 2022-06-01 |  | For the reserve of 110 kV substation "Mashzavod" from which the gas pipeline and the defense industry enterprise are fed.
r_22767506_2 | JSC "Khmelnitskoblenergo" | electricity | Power TDTN-10000/110/10 transformer | Power transformer, power inputs, attachments | Group of connections Yn / D -11; Nominal capacity - 10.0 MVA; Un = 115 ± * 2.5% / 11 kV | http://www.ztr.ua/ua/company/ | PJSC "Zaporizhtransformator" | pcs. | 1 | 2022-06-01 |  | For the reserve PS-110 "IPP" from which a large part of the city of Starokostiantyniv is fed.
r_22767506_2 | JSC "Khmelnitskoblenergo" | electricity | Power TDTN-10000/110/35/10 transformer | Power transformer, power inputs, attachments | Group of connections Yn / Y / D 0-11; Nominal capacity - 10.0 MVA; Un = 115 ± * 2.5% / 38.5 ± 2.5% / 11 kV | http://www.ztr.ua/ua/company/ | PJSC "Zaporizhtransformator" | pcs. | 1 | 2022-06-01 |  | For the reserve of 110 kV substation "Bilogorya" from which the village is fed. White Mountains and objects of critical infrastructure.
r_22767506_3 | JSC "Khmelnitskoblenergo" | electricity | SF6 110 kV switches | Supporting insulators with extinguishing chambers of the switch poles are located on a single frame. They are connected by a pipeline to the gas chamber of the switch. The switch is controlled by a spring-loaded actuator located in the actuator unit mounted on the supporting frame. | SF6 switch 110 kV. Rated voltage 145 kV Rated frequency 50 Hz Rated current 2000 A Rated tripping current at short circuit 31.5 kA | https://new.abb.com/se/om-abb/kontakt | ABB +46 (0) 21 32 5000 | pcs. | 3 | 2022-06-01 |  | For operative replacement of 110 kV switches at hub substations. Yarmolyntsi /, Dunaivtsi, Volochysk
r_22767506_4 | JSC "Khmelnitskoblenergo" | electricity | Laptop LENOVO ThinkPad E15 Black (i3, RAM 8, SSD 256) | laptop, power supply, laptop bag | i3 processor, 8 GB RAM, 256 MB hard drive | https://www.foxtrot.com.ua/ru/shop/noutbuki_lenovo_thinkpad-e15-20rd001ert.html | LLC "LENOVO UKRAINE" | pcs. | 10 | 2022-04-01 |  | For operational and mobile work of employees
r_22767506_5 | JSC "Khmelnitskoblenergo" | electricity | A4 Printer (Canon LBP226DW) | printer, cable, power, USB cable | Laser, print load per month 80,000 pages | https://www.moyo.ua/printer-lazernyy-canon-i-sensys-lbp226dw-c-wi-fi/463985.html | Canon Ukraine LLC | pcs. | 10 | 2022-04-01 |  | For printing documents
r_22767506_6 | JSC "Khmelnitskoblenergo" | electricity | Brigade van (IVECO Daily55S18 4x4) | IVECO Daily55S18 chassis and Brigade van. | Double cab (6 + 1 seats), workshop van, 4x4 all-wheel drive chassis | https://polycar.com.ua/news/1486-avm-isuzuukr/ | LLC "SPEC-COM-SERVICE" | pcs. | 3 | 2022-04-01 |  | For transportation of workers of linear brigades on objects of the operator of distribution system
r_22767506_7 | JSC "Khmelnitskoblenergo" | electricity | Diesel generator KS 14-1DE ATSR | Diesel generator KS 14-1DE ATSR | Voltage 230 V, Power max. 11.0 kW, Power nom. 10.5 kW, Engine power 21 hp, Fuel tank capacity 30 l, Oil sump volume 2.8 l, Frequency 50 Hz | https://ks-power.com.ua/diesel-generators-heavy-duty/ks-14-1de-atsr/ | TECHNO TRADE KS Company | pcs. | 4 | 2022-04-01 |  | To ensure emergency power supply of critical infrastructure of the distribution system
r_22767506_8 | JSC "Khmelnitskoblenergo" | electricity | Gasoline generator KS 7000E | Gasoline generator KS 7000E | Maximum power 5.5 kW, Rated power 5.0 kW, Engine power 13 hp, Fuel type gasoline, Fuel tank capacity 25 l, Voltage 230 V, Frequency 50 Hz | https://ks-power.com.ua/gasoline-ks-series-generators/ks-7000e/ | TECHNO TRADE KS Company | pcs. | 5 | 2022-04-01 |  | To ensure emergency power supply of critical infrastructure of the distribution system
r_22767506_9 | JSC "Khmelnitskoblenergo" | electricity | Diesel power plant EP-90B | Diesel power plant EP-90B | Fuel type: Diesel, Number of phases: 3, Operating mode: Continuous, Rated power: 65 kW, Maximum power: 72 kW, Fuel consumption 16.9 l / h | https://lviv.prom.ua/p1464231305-dizelnaya-elektrostantsiya-90b.html?&primelead=My45 | Energy PlusEner LLC | pcs. | 3 | 2022-04-01 |  | To ensure emergency power supply of critical infrastructure of the distribution system
r_00131713_1 | DTEK ODESA GRIDS JSC | electricity | The transformer is power two-winding, analog of TDN-10000-35 / 10 kV |  |  |  |  | pcs | 1
r_00131713_1 | DTEK ODESA GRIDS JSC | electricity | The transformer is power two-winding, analog of TDN-6300-35 / 10 kV |  |  |  |  | pcs | 4
r_00131713_1 | DTEK ODESA GRIDS JSC | electricity | The transformer is power two-winding, analog of TDN-4000 of 35/6 kV |  |  |  |  | pcs | 2
r_00131713_1 | DTEK ODESA GRIDS JSC | electricity | The transformer is power two-winding, analog of TDN-2500 of 35/10 kV |  |  |  |  | pcs | 2
r_00131713_1 | DTEK ODESA GRIDS JSC | electricity | The transformer is power two-winding, analog of TDN-1000 of 35/6 kV |  |  |  |  | pcs | 2
r_00131713_1 | DTEK ODESA GRIDS JSC | electricity | The transformer is power two-winding, analog of TDN-1000 of 35/10 kV |  |  |  |  | pcs. | 4
r_00131713_2 | DTEK ODESA GRIDS JSC | electricity | Vacuum switch of 35 kV, 1000A, 16 kA with the spring drive, power supply of alternating current of 220 in |  |  |  |  | pcs. | 12
r_00131713_3 | DTEK ODESA GRIDS JSC | electricity | 35 kV 1000 A disconnector with two earthing knives that do not require maintenance for the entire service life |  |  |  |  | pcs. | 10
r_00131713_4 | DTEK ODESA GRIDS JSC | electricity | 35 kV current transformers with cast insulation 100/5, number of secondary windings 3 pcs: 10P / 10P / 0.5 S |  |  |  |  | pcs. | 9
r_00131713_5 | DTEK ODESA GRIDS JSC | electricity | 35 kV current transformers with cast insulation 200/5, number of secondary windings 3 pcs: 10P / 10P / 0.5 S |  |  |  |  | pcs. | 12
r_00131713_6 | DTEK ODESA GRIDS JSC | electricity | 35 kV voltage transformer with cast insulation |  |  |  |  | pcs | 12
r_00131713_7 | DTEK ODESA GRIDS JSC | electricity | Overvoltage limiter 35 kV Ur = 40.5 kV |  |  |  |  | pcs. | 36
r_00131713_8 | DTEK ODESA GRIDS JSC | electricity | Complete switchgear (KRPZ) 35 kV consisting of: two sections with a sectional switch. In each section - three cells (cable entry, transformer input, HV) + space for one spare cell |  |  |  |  | pcs. | 2
r_00131713_9 | DTEK ODESA GRIDS JSC | electricity | Current transformers TVLM 10 100/5 number of secondary windings of 3 pieces: 10P / 10P / 0,5 S |  |  |  |  | pcs. | 24
r_00131713_9 | DTEK ODESA GRIDS JSC | electricity | Current transformers TVLM 10 300/5 number of secondary windings of 3 pieces: 10P / 10P / 0,5 S |  |  |  |  | pcs. | 24
r_00131713_9 | DTEK ODESA GRIDS JSC | electricity | Current transformers TVLM 10 400/5 number of secondary windings of 3 pieces: 10P / 10P / 0,5 S |  |  |  |  | pcs. | 24
r_00131713_9 | DTEK ODESA GRIDS JSC | electricity | Current transformers TVLM 10 600/5 number of secondary windings of 3 pieces: 10P / 10P / 0,5 S |  |  |  |  | pcs. | 24
r_00131713_9 | DTEK ODESA GRIDS JSC | electricity | Complete switchgear (KRPZ) 10 kV consisting of: two sections with a sectional switch. On each section - ten cells (input of the transformer, TN, TSN, 2 cells departing on 1000 A, 5 cells departing on 630 A) + a place under one spare cell |  |  |  |  | set | 4
r_00131713_10 | DTEK ODESA GRIDS JSC | electricity | Power transformer | Power transformer TDTN-40000 110/35/6 |  |  |  | pcs. | 2
r_00131713_10 | DTEK ODESA GRIDS JSC | electricity | Power transformer | Power transformer TDTN-25000 110/35/6 |  |  |  | pcs. | 2
r_00131713_10 | DTEK ODESA GRIDS JSC | electricity | Power transformer | Power transformer TDTN-40000 110/35/10 |  |  |  | pcs. | 2
r_00131713_10 | DTEK ODESA GRIDS JSC | electricity | Power transformer | Power transformer TDTN-25000 110/35/6 |  |  |  | pcs. | 2
r_00131713_10 | DTEK ODESA GRIDS JSC | electricity | Power transformer | Transformer power TRDN-40000 110/10/10 |  |  |  | pcs. | 2
r_00131713_10 | DTEK ODESA GRIDS JSC | electricity | Power transformer | Power transformer TRDN-25000 110/10/10 |  |  |  | pcs. | 2
r_00131713_10 | DTEK ODESA GRIDS JSC | electricity | Power transformer | Power transformer TRDN-25000 110/6/6 |  |  |  | pcs. | 2
r_00131713_10 | DTEK ODESA GRIDS JSC | electricity | Power transformer | Power transformer TRDN-40000 110/6/6 |  |  |  | pcs. | 2
r_00131713_10 | DTEK ODESA GRIDS JSC | electricity | SF6 switch 110 kV 1000 A 40 kA |  |  |  |  | pcs. | 12
r_00131713_10 | DTEK ODESA GRIDS JSC | electricity | Current transformer 110 kV 600/5, number of secondary windings of 5 pieces: 10P / 10P / 10P / 10P / 0,5 S |  |  |  |  | pcs. | 18
r_00131713_10 | DTEK ODESA GRIDS JSC | electricity | 110 kV voltage transformer |  |  |  |  | pcs. | 6
r_00131713_10 | DTEK ODESA GRIDS JSC | electricity | 110 kV 1000 A disconnector with two earthing knives |  |  |  |  | pcs. | 12
r_00131713_11 | DTEK ODESA GRIDS JSC | electricity | SIP 4x95 |  |  |  |  | t | 10
r_00131713_11 | DTEK ODESA GRIDS JSC | electricity | SIP 4x70 |  |  |  |  | t | 10
r_00131713_11 | DTEK ODESA GRIDS JSC | electricity | SIP 4x50 |  |  |  |  | t | 10
r_00131713_11 | DTEK ODESA GRIDS JSC | electricity | SIP 4x35 |  |  |  |  | t | 10
r_00131713_11 | DTEK ODESA GRIDS JSC | electricity | Wire | Wire AC-50 |  |  |  | t. | 10
r_00131713_11 | DTEK ODESA GRIDS JSC | electricity | Wire | Wire AC-70 |  |  |  | t. | 10
r_00131713_11 | DTEK ODESA GRIDS JSC | electricity | Wire | Wire AC-95 |  |  |  | t. | 10
r_00131713_11 | DTEK ODESA GRIDS JSC | electricity | Wire | Wire AC-120/19 |  |  |  | t. | 15
r_00131713_11 | DTEK ODESA GRIDS JSC | electricity | Wire | Wire AC-185 |  |  |  | t. | 10
r_00131713_11 | DTEK ODESA GRIDS JSC | electricity | Wire | Wire AC-240 |  |  |  | t. | 4
r_00131713_11 | DTEK ODESA GRIDS JSC | electricity | Wire | thunderstorm wire |  |  |  | km | 3
r_00131713_12 | DTEK ODESA GRIDS JSC | electricity | Connector | SOAS - 70 |  |  |  | pcs. | 3000
r_00131713_12 | DTEK ODESA GRIDS JSC | electricity | Connector | SOAS - 120 |  |  |  | pcs. | 1000
r_00131713_12 | DTEK ODESA GRIDS JSC | electricity | Connector | SOAS - 185 |  |  |  | pcs. | 1000
r_00131713_12 | DTEK ODESA GRIDS JSC | electricity | Connector | SOAS -240 |  |  |  | pcs. | 1000
r_00131713_12 | DTEK ODESA GRIDS JSC | electricity | Connector | PAS thermal cartridges |  |  |  | pcs. | 500
r_00131713_12 | DTEK ODESA GRIDS JSC | electricity | Connector | Thermo matches |  |  |  | pcs. | 100
r_00131713_12 | DTEK ODESA GRIDS JSC | electricity | Connector | Insulators glass PS-70 |  |  |  | pcs. | 3000
r_00131713_12 | DTEK ODESA GRIDS JSC | electricity | Connector | Insulators polymeric LK-70-110 |  |  |  | pcs. | 3000
r_00131713_12 | DTEK ODESA GRIDS JSC | electricity | Connector | Insulators polymeric LKTs-120-110 |  |  |  | pcs. | 800
r_00131713_13 | DTEK ODESA GRIDS JSC | electricity | Support | METAL SUPPORT U110-2 |  |  |  | pcs. | 6
r_00131713_13 | DTEK ODESA GRIDS JSC | electricity | Support | METAL SUPPORT US-110-6 |  |  |  | pcs. | 4
r_00131713_13 | DTEK ODESA GRIDS JSC | electricity | Support | METAL SUPPORT U-35-2 |  |  |  | pcs. | 8
r_00131713_13 | DTEK ODESA GRIDS JSC | electricity | Support | SUPPORT OF LINE REINFORCED CONCRETE SK-26.1-5.1a |  |  |  | pcs. | 30
r_00131713_13 | DTEK ODESA GRIDS JSC | electricity | Support | STABLE Z / B SK-22.1-1.0 |  |  |  | pcs. | 30
r_00131713_14 | DTEK ODESA GRIDS JSC | electricity | Cable coupling | Coupling cable transitional 35 kV TRAJ 42 / 1x120-240-3HL |  |  |  | pcs. | 4
r_00131713_14 | DTEK ODESA GRIDS JSC | electricity | Cable coupling | Coupling cable connecting 35 kV POLJ-42 / 1x120-240 |  |  |  | pcs. | 12
r_00131713_14 | DTEK ODESA GRIDS JSC | electricity | Cable coupling | Coupling cable final 35 kV POLT-42F / 1XI-L16 |  |  |  | pcs. | 4
r_00131713_14 | DTEK ODESA GRIDS JSC | electricity | Cable coupling | Coupling cable connecting 10 kV POLJ 24 / 1Х240-400 |  |  |  | pcs. | 20
r_00131713_14 | DTEK ODESA GRIDS JSC | electricity | Cable coupling | Coupling cable connecting 10 kV POLJ 24 / 1Х120-240 |  |  |  | pcs. | 30
r_00131713_14 | DTEK ODESA GRIDS JSC | electricity | Cable coupling | Coupling cable connecting 10 kV POLJ 24/1X630 |  |  |  | pcs. | 12
r_00131713_14 | DTEK ODESA GRIDS JSC | electricity | Cable coupling | Coupling cable transitional 10 kV TRAJ 24 120-240 3HL |  |  |  | pcs. | 16
r_00131713_15 | DTEK ODESA GRIDS JSC | electricity | Batteries (rechargeable batteries) | Sonnenschein A 706/84 (34 cans included) + ROM (recharging device) |  |  |  | set | 3 + 3
r_00131713_15 | DTEK ODESA GRIDS JSC | electricity | Batteries (rechargeable batteries) | Sonnenschein A 704/245 (58 cans included) + ROM (recharger) |  |  |  | set | 3 + 3
r_32402870_1 | SE "Regional electric networks" | electricity | Mobile high-voltage laboratory type ETL-35 |  |  |  |  | pcs | 2 | Urgently |  | Myrnograd, Donetsk region; Lysychansk, Luhansk region
r_32402870_2 | SE "Regional electric networks" | electricity | Autotower type AP-18 or similar on the basis of the IVECO car |  |  |  |  | pcs | 2 | Urgently |  | Myrnograd, Donetsk region; Lysychansk, Luhansk region
r_32402870_3 | SE "Regional electric networks" | electricity | Backhoe excavator |  |  |  |  | pcs | 2 | Urgently |  | Myrnograd, Donetsk region; Lysychansk, Luhansk region
r_32402870_4 | SE "Regional electric networks" | electricity | The car with all-wheel drive like Mitsubishi L200 (for operational and exit crews) |  |  |  |  | pcs | 3 | Urgently |  | Myrnograd, Donetsk region; Lysychansk, Luhansk region
r_32402870_5 | SE "Regional electric networks" | electricity | BKM |  |  |  |  | pcs | 2 | Urgently |  | Myrnograd, Donetsk region; Lysychansk, Luhansk region
r_32402870_6 | SE "Regional electric networks" | electricity | The generator is single-phase 5 kW |  |  |  |  | pcs | 9 | Urgently |  | m. Kyiv; Myrnograd, Donetsk region; Lysychansk, Luhansk region
r_32402870_7 | SE "Regional electric networks" | electricity | High-voltage power cable | ASBl-10 | 3x95 |  |  | km | 6.55 | Urgently |  | Myrnograd, Donetsk region; Lysychansk, Luhansk region
r_32402870_7 | SE "Regional electric networks" | electricity | High-voltage power cable | ASBl-10 | 3x120 |  |  | km | 10.22 | Urgently |  | Myrnograd, Donetsk region; Lysychansk, Luhansk region
r_32402870_7 | SE "Regional electric networks" | electricity | High-voltage power cable | ASBl-10 | 3x150 |  |  | km | 2022-08-04 | Urgently |  | Myrnograd, Donetsk region; Lysychansk, Luhansk region
r_32402870_7 | SE "Regional electric networks" | electricity | High-voltage power cable | ASBl-10 | 3x240 |  |  | km | 7.85 | Urgently |  | Myrnograd, Donetsk region; Lysychansk, Luhansk region
r_32402870_8 | SE "Regional electric networks" | electricity | Goods | SV-10.5 |  |  |  | pcs | 280 | Urgently |  | Myrnograd, Donetsk region; Lysychansk, Luhansk region
r_32402870_9 | SE "Regional electric networks" | electricity | Stands | SV-9.5 |  |  |  | pcs | 232 | Urgently |  | Myrnograd, Donetsk region; Lysychansk, Luhansk region
r_32402870_10 | SE "Regional electric networks" | electricity | Bare wire | AC-70 |  |  |  | t | 4.33 | Urgently |  | Myrnograd, Donetsk region; Lysychansk, Luhansk region
r_32402870_10 | SE "Regional electric networks" | electricity | Bare wire | AC-95 |  |  |  | t | 6.88 | Urgently |  | Myrnograd, Donetsk region; Lysychansk, Luhansk region
r_32402870_10 | SE "Regional electric networks" | electricity | Bare wire | AC-120 |  |  |  | t | 2022-07-11 | Urgently |  | Myrnograd, Donetsk region; Lysychansk, Luhansk region
r_32402870_10 | SE "Regional electric networks" | electricity | Bare wire | AC-240 |  |  |  | t | 2022-04-01 | Urgently |  | Myrnograd, Donetsk region; Lysychansk, Luhansk region
r_32402870_11 | SE "Regional electric networks" | electricity | Insulators | ШФ-20Г |  |  |  | pcs | 500 | Urgently |  | Myrnograd, Donetsk region; Lysychansk, Luhansk region
r_32402870_11 | SE "Regional electric networks" | electricity | Insulators | PS-70E |  |  |  | pcs | 780 | Urgently |  | Myrnograd, Donetsk region; Lysychansk, Luhansk region
r_32402870_11 | SE "Regional electric networks" | electricity | Insulators | PSD-70E |  |  |  | pcs | 450 | Urgently |  | Myrnograd, Donetsk region; Lysychansk, Luhansk region
r_32402870_12 | SE "Regional electric networks" | electricity | OPN | OPN-110/73 |  |  |  | pcs | 6 | Urgently |  | Myrnograd, Donetsk region; Lysychansk, Luhansk region
r_32402870_12 | SE "Regional electric networks" | electricity | OPN | OPN-35 |  |  |  | pcs | 12 | Urgently |  | Myrnograd, Donetsk region; Lysychansk, Luhansk region
r_32402870_12 | SE "Regional electric networks" | electricity | OPN | OPN-6 / 7.2 |  |  |  | pcs | 120 | Urgently |  | Myrnograd, Donetsk region; Lysychansk, Luhansk region
r_32402870_13 | SE "Regional electric networks" | electricity | Heat-shrink couplings of 10 kV | connecting | 70-120 mm2 |  |  | set | 150 | Urgently |  | Myrnograd, Donetsk region; Lysychansk, Luhansk region
r_32402870_13 | SE "Regional electric networks" | electricity | Heat-shrink couplings of 10 kV | connecting | 150-240 mm2 |  |  | set | 100 | Urgently |  | Myrnograd, Donetsk region; Lysychansk, Luhansk region
r_32402870_13 | SE "Regional electric networks" | electricity | Heat-shrink couplings of 10 kV | final indoor installation | 70-120 mm2 |  |  | set | 50 | Urgently |  | Myrnograd, Donetsk region; Lysychansk, Luhansk region
r_32402870_13 | SE "Regional electric networks" | electricity | Heat-shrink couplings of 10 kV | final indoor installation | 150-240 mm2 |  |  | set | 50 | Urgently |  | Myrnograd, Donetsk region; Lysychansk, Luhansk region
r_32402870_13 | SE "Regional electric networks" | electricity | Heat-shrink couplings of 10 kV | final outdoor installation | 70-120 mm2 |  |  | set | 50 | Urgently |  | Myrnograd, Donetsk region; Lysychansk, Luhansk region
r_32402870_13 | SE "Regional electric networks" | electricity | Heat-shrink couplings of 10 kV | final outdoor installation | 150-240 mm2 |  |  | set | 50 | Urgently |  | Myrnograd, Donetsk region; Lysychansk, Luhansk region
r_32402870_14 | SE "Regional electric networks" | electricity | Server |  |  |  |  | pcs | 4 | 14 days |  | Myrnograd, Donetsk region; Lysychansk, Luhansk region
r_32402870_15 | SE "Regional electric networks" | electricity | OIC |  |  |  |  | pcs | 2 | 14 days |  | Myrnograd, Donetsk region; Lysychansk, Luhansk region
r_32402870_16 | SE "Regional electric networks" | electricity | Power transformer | TM-630 | 6 / 0.4 kV; Y / YN |  |  | pcs | 8 | 14 days |  | Myrnograd, Donetsk region; Lysychansk, Luhansk region
r_32402870_16 | SE "Regional electric networks" | electricity | Power transformer | TM-400 | 6 / 0.4 kV; Y / YN |  |  | pcs | 4 | 14 days |  | Myrnograd, Donetsk region; Lysychansk, Luhansk region
r_32402870_16 | SE "Regional electric networks" | electricity | Power transformer | TM-250 | 6 / 0.4 kV; Y / YN |  |  | pcs | 7 | 14 days |  | Myrnograd, Donetsk region; Lysychansk, Luhansk region
r_32402870_16 | SE "Regional electric networks" | electricity | Power transformer | TM-100 | 6 / 0.4 kV; Y / YN |  |  | pcs | 9 | 14 days |  | Myrnograd, Donetsk region; Lysychansk, Luhansk region
r_32402870_16 | SE "Regional electric networks" | electricity | Power transformer | TM-63 | 6 / 0.4 kV; Y / YN |  |  | pcs | 2 | 14 days |  | Myrnograd, Donetsk region; Lysychansk, Luhansk region
r_32402870_17 | SE "Regional electric networks" | electricity | 6 kV vacuum switch with adaptation kit |  |  |  |  | set | 120 | 14 days |  | Myrnograd, Donetsk region; Lysychansk, Luhansk region
r_32402870_18 | SE "Regional electric networks" | electricity | KTP-6/04 kV | with 2 power transformers with a capacity of 250 kVA (cable entry) | 6 / 0.4 kV; Y / YN |  |  | set | 4 | 14 days |  | Myrnograd, Donetsk region; Lysychansk, Luhansk region
r_32402870_18 | SE "Regional electric networks" | electricity | KTP-6/04 kV | with 2 power transformers with a capacity of 400 kVA (cable entry) | 6 / 0.4 kV; Y / YN |  |  | set | 4 | 14 days |  | Myrnograd, Donetsk region; Lysychansk, Luhansk region
r_32402870_18 | SE "Regional electric networks" | electricity | KTP-6/04 kV | with 2 power transformers with a capacity of 630 kVA (cable entry) | 6 / 0.4 kV; Y / YN |  |  | set | 2 | 14 days |  | Myrnograd, Donetsk region; Lysychansk, Luhansk region
r_32402870_18 | SE "Regional electric networks" | electricity | KTP-6/04 kV | with power transformer with a capacity of 100 kVA (cable entry) | 6 / 0.4 kV; Y / YN |  |  | set | 6 | 14 days |  | Myrnograd, Donetsk region; Lysychansk, Luhansk region
r_32402870_18 | SE "Regional electric networks" | electricity | KTP-6/04 kV | with 250 kVA power transformer (cable entry) | 6 / 0.4 kV; Y / YN |  |  | set | 8 | 14 days |  | Myrnograd, Donetsk region; Lysychansk, Luhansk region
r_32402870_19 | SE "Regional electric networks" | electricity | The insulator is polymeric all-cast | LCC-70-110-5 |  |  |  | pcs | 6 | 60 days |  | Myrnograd, Donetsk region
r_32402870_20 | SE "Regional electric networks" | electricity | Hardware clamp | 2A2A-300-1 |  |  |  | pcs | 6 | 60 days |  | Myrnograd, Donetsk region
r_32402870_20 | SE "Regional electric networks" | electricity | Hardware clamp | A4A-300-0 |  |  |  | pcs | 6 | 60 days |  | Myrnograd, Donetsk region
r_32402870_21 | SE "Regional electric networks" | electricity | Cable | SF / UTP | Cat.5e LSON |  |  | m | 3000 | 60 days |  | Myrnograd, Donetsk region
r_32402870_21 | SE "Regional electric networks" | electricity | Cable | twisted pair UTP | cat5e 4x2x0.51 |  |  | m | 1050 | 60 days |  | Myrnograd, Donetsk region
r_32402870_22 | SE "Regional electric networks" | electricity | The cable is low-voltage | ВВГнгд | 4x2.5 |  |  | m | 5500 | 60 days |  | Myrnograd, Donetsk region
r_32402870_22 | SE "Regional electric networks" | electricity | The cable is low-voltage | ВВГнгд | 4x4 |  |  | m | 4086 | 60 days |  | Myrnograd, Donetsk region
r_32402870_22 | SE "Regional electric networks" | electricity | The cable is low-voltage | ВВГнгд | 4x6 |  |  | m | 3230 | 60 days |  | Myrnograd, Donetsk region
r_32402870_22 | SE "Regional electric networks" | electricity | The cable is low-voltage | ВВГнгд | 4x10 |  |  | m | 3280 | 60 days |  | Myrnograd, Donetsk region
r_32402870_22 | SE "Regional electric networks" | electricity | The cable is low-voltage | КВВГЕнг | 4x1.5 |  |  | m | 800 | 60 days |  | Myrnograd, Donetsk region
r_32402870_22 | SE "Regional electric networks" | electricity | The cable is low-voltage | КВВГЕнг | 7x1.5 |  |  | m | 800 | 60 days |  | Myrnograd, Donetsk region
r_32402870_22 | SE "Regional electric networks" | electricity | The cable is low-voltage | КВВГЕнг | 10x1.5 |  |  | m | 800 | 60 days |  | Myrnograd, Donetsk region
r_32402870_22 | SE "Regional electric networks" | electricity | The cable is low-voltage | КВВГЕнг | 14x1.5 |  |  | m | 800 | 60 days |  | Myrnograd, Donetsk region
r_32402870_22 | SE "Regional electric networks" | electricity | The cable is low-voltage | КВВГЕнг | 4x2.5 |  |  | m | 800 | 60 days |  | Myrnograd, Donetsk region
r_32402870_22 | SE "Regional electric networks" | electricity | The cable is low-voltage | КВВГЕнг | 7x2.5 |  |  | m | 800 | 60 days |  | Myrnograd, Donetsk region
r_32402870_22 | SE "Regional electric networks" | electricity | The cable is low-voltage | КВВГЕнг | 10x2.5 |  |  | m | 800 | 60 days |  | Myrnograd, Donetsk region
r_32402870_22 | SE "Regional electric networks" | electricity | The cable is low-voltage | КВВГЕнг | 14x2.5 |  |  | m | 800 | 60 days |  | Myrnograd, Donetsk region
r_32402870_22 | SE "Regional electric networks" | electricity | The cable is low-voltage | КВВГЕнг | 19x2.5 |  |  | m | 800 | 60 days |  | Myrnograd, Donetsk region
r_32402870_23 | SE "Regional electric networks" | electricity | Net | WORKER |  |  |  | m2 | 793 | 60 days |  | Myrnograd, Donetsk region
r_32402870_24 | SE "Regional electric networks" | IT | Workstation | 15.6 "laptop; Full HD; Intel Core i5; 8GB RAM; SSD; Ethernet (LAN RJ-45), HDMI, USB 2.0, USB 3.1, Wi-Fi ,, Windows 10 Professional 32-bit / 64-bit All Lng LCD Lic (License), Microsoft Office2019 |  |  |  | set | 10 | 60 days |  | Myrnograd, Donetsk region
r_32402870_24 | SE "Regional electric networks" | IT | Workstation | computer Dell OptiPlex 3080 SFF / i5- 10500, Windows 10 Professional 32-bit / 64-bit All Lng LCD Lic, Microsoft Office2019, Monitor Dell U2719D Black 27 inches, 178/178, IPS, Logitech K120 Keyboard Ru (920-002522) wired, Mouse Manipulator wired Logitech M90 Dark (910- 001794) |  |  |  | set | 2 | 60 days |  | Myrnograd, Donetsk region
r_32402870_25 | SE "Regional electric networks" | electricity | Linear 110 kV input with RIP insulation | BRIL-90-110-550 / 1250 (KN1.9.011-S) |  |  |  | pcs | 21 | 60 days |  | Myrnograd, Donetsk region
r_32402870_26 | SE "Regional electric networks" | electricity | SF6 switch 110 kV | LTB 123 D1 / B | drive type FSA1, the number of additional. contacts 7NV + 7NZ (standard), polymer insulation, standard leak path length 25mm / kV, with supporting structure of standard height 2.5 m |  |  | pcs | 7 | 60 days |  | Myrnograd, Donetsk region
r_32402870_27 | SE "Regional electric networks" | electricity | High-frequency barrier |  | with barrier band 76-1000kHz z = 470 Ohm complete with adjustment element and overvoltage limiter VZ-1250-0,5U1 |  |  | pcs | 3 | 60 days |  | Myrnograd, Donetsk region
r_32402870_28 | SE "Regional electric networks" | electricity | Communication capacitor |  | in the composite case the isolating support with sets of hardware from stainless steel for fastening of a bushing with a contact conclusion of SMAPV (K) -110 / V3-6,4UHL1 |  |  | pcs | 3 | 60 days |  | Myrnograd, Donetsk region
r_32402870_29 | SE "Regional electric networks" | electricity | Overvoltage limiter type | PEXLIM Q108-YH123 | rated voltage of 108 kV arrester, complete with earthing (1HSA420000-A) terminals, insulating base (1HSA430000-A) and meter |  |  | pcs | 6 | 60 days |  | Myrnograd, Donetsk region
r_32402870_30 | SE "Regional electric networks" | electricity | Disconnector single-phase horizontal-rotary with a double break of 110 kV | GW56-126D | 1250 A, 40 kA / 3 c, one set of grounding knives, two motor drives, porcelain insulation, specific leakage path length 25 mm / kV, without supporting structure (with drive lever length above 5 m) |  |  | pcs | 4 | 60 days |  | Myrnograd, Donetsk region
r_32402870_30 | SE "Regional electric networks" | electricity | Disconnector single-phase horizontal-rotary with a double break of 110 kV | GW56-126D | 1250 A, 40 kA / 3 c, two sets of grounding knives, three motor drives, porcelain insulation, specific leakage path length 25 mm / kV, without supporting structure (with drive lever length above 3.6 m) |  |  | pcs | 1 | 60 days |  | Myrnograd, Donetsk region
r_32402870_31 | SE "Regional electric networks" | electricity | Disconnector three-phase horizontal-rotary with a double break of 110 kV | GW56-126DII | 1250 A, 40 kA / 3 c, two sets of earthing knives, three motor drives, porcelain insulation, specific leakage path length 25 mm / kV, without supporting structure (with drive lever length above 5 m) |  |  | pcs | 2 | 60 days |  | Myrnograd, Donetsk region
r_32402870_31 | SE "Regional electric networks" | electricity | Disconnector three-phase horizontal-rotary with a double break of 110 kV | GW56-126D | 1250 A, 40 kA / 3 c, one set of grounding knives, two motor drives, porcelain insulation, specific leakage path length 25 mm / kV, without supporting structure (with drive lever length above 5 m) |  |  | pcs | 25 | 60 days |  | Myrnograd, Donetsk region
r_32402870_31 | SE "Regional electric networks" | electricity | Disconnector three-phase horizontal-rotary with a double break of 110 kV | GW56-126D | 1250 A, 40 kA / 3 c, two sets of grounding knives, three motor drives, porcelain insulation, specific leakage path length 25 mm / kV, without supporting structure (with drive lever length above 3.6 m) |  |  | pcs | 6 | 60 days |  | Myrnograd, Donetsk region
r_32402870_32 | SE "Regional electric networks" | electricity | Voltage transformer | EMF170 | 126 kV, 110000 / V3, 1.5 / 30c, -40 / + 40 ° C, polymer insulator, total leakage path length 4520 mm, 4 windings |  |  | pcs | 7 | 60 days |  | Myrnograd, Donetsk region
r_32402870_33 | SE "Regional electric networks" | electricity | Current transformer | IMB 123 | maximum operating voltage 126 kV, 40 kA / 3 c (100 kA), Rf = 1.2 (600A), -40 / + 40 ° C, polymer insulator, total leakage path length 3625 mm, 7 windings |  |  | pcs | 30 | 60 days |  | Myrnograd, Donetsk region
r_23399393_1 | JSC "Mykolaivoblenergo" | electricity | Truck 10-15 ton |  |  |  |  | pcs. | 2
r_23399393_2 | JSC "Mykolaivoblenergo" | electricity | The car dump truck to 10 t. |  |  |  |  | pcs. | 1
r_23399393_3 | JSC "Mykolaivoblenergo" | electricity | Car tractor up to 25 tons. |  |  |  |  | pcs. | 1
r_23399393_4 | JSC "Mykolaivoblenergo" | electricity | KRAZ -250 car |  |  |  |  | pcs. | 1
r_23399393_5 | JSC "Mykolaivoblenergo" | electricity | Autotower type AP-18 |  |  |  |  | pcs. | 2
r_23399393_6 | JSC "Mykolaivoblenergo" | electricity | VS-32 aerial platform |  |  |  |  | pcs. | 2
r_23399393_7 | JSC "Mykolaivoblenergo" | electricity | JCB excavator |  |  |  |  | pcs. | 1
r_23399393_8 | JSC "Mykolaivoblenergo" | electricity | 35/10 kV power transformer with a capacity of 10 MVA with on-load tap-changer. |  |  |  |  | pcs. | 2
r_23399393_9 | JSC "Mykolaivoblenergo" | electricity | Vacuum switch with a voltage of 35 kV complete with relay protection device. |  |  |  |  | pcs. | 12
r_23399393_10 | JSC "Mykolaivoblenergo" | electricity | Diesel generator stationary 100 kW |  |  |  |  | pcs. | 2
r_23399393_11 | JSC "Mykolaivoblenergo" | electricity | Gasoline generator of 5 kW |  |  |  |  | pcs. | 8
r_23399393_12 | JSC "Mykolaivoblenergo" | electricity | The device is welding portable |  |  |  |  | pcs. | 8
r_23399393_13 | JSC "Mykolaivoblenergo" | electricity | Vacuum switch with a voltage of 10 kV complete with relay protection device |  |  |  |  | pcs. | 40
r_23399393_14 | JSC "Mykolaivoblenergo" | electricity | Insulators polymeric LKTs-35/70 |  |  |  |  | pcs. | 190
r_23399393_15 | JSC "Mykolaivoblenergo" | electricity | PS-70 insulators |  |  |  |  | pcs.
r_23399393_16 | JSC "Mykolaivoblenergo" | electricity | Racks of support reinforced concrete SK-22.2 |  |  |  |  | pcs. | 20
r_23399393_17 | JSC "Mykolaivoblenergo" | electricity | KTP checkpoints with a cable input of 400 kVA |  |  |  |  | pcs. | 5
r_23399393_18 | JSC "Mykolaivoblenergo" | electricity | KTP dead-end, air input, 400 kVA |  |  |  |  | pcs. | 5
r_23399393_19 | JSC "Mykolaivoblenergo" | electricity | KTP deadlock, air input of 250 kVA |  |  |  |  | pcs. | 4
r_23399393_20 | JSC "Mykolaivoblenergo" | electricity | KTP deadlock, air input 160kVA |  |  |  |  | pcs. | 6
r_23399393_21 | JSC "Mykolaivoblenergo" | electricity | KTP dead-end, air input of 100 kVA |  |  |  |  | pcs. | 12
r_23399393_22 | JSC "Mykolaivoblenergo" | electricity | Racks of support reinforced concrete SV-10,5-5 |  |  |  |  | pcs. | 120
r_23399393_23 | JSC "Mykolaivoblenergo" | electricity | Support struts reinforced concrete SV-9,5-2 |  |  |  |  | pcs. | 80
r_23399393_24 | JSC "Mykolaivoblenergo" | electricity | Automatic switches, 0,4kV, 100A |  |  |  |  | pcs. | 50
r_23399393_25 | JSC "Mykolaivoblenergo" | electricity | Automatic switches, 0,4kV, 160A |  |  |  |  | pcs. | 50
r_23399393_26 | JSC "Mykolaivoblenergo" | electricity | Automatic switches, 0,4kV, 250A |  |  |  |  | pcs. | 50
r_23399393_27 | JSC "Mykolaivoblenergo" | electricity | Insulator checkpoint IPU-10kV |  |  |  |  | pcs. | 120
r_23399393_28 | JSC "Mykolaivoblenergo" | electricity | ASBl 3x120 cable |  |  |  |  | km. | 8
r_23399393_29 | JSC "Mykolaivoblenergo" | electricity | Couplings are cable, connecting voltage of 10 kV 3х70-120 mm. sq. |  |  |  |  | pcs. | 280
r_23399393_30 | JSC "Mykolaivoblenergo" | electricity | Couplings are cable, connecting voltage of 10 kV of 3х150-240 mm. sq., pcs. |  |  |  |  | pcs. | 80
r_23399393_31 | JSC "Mykolaivoblenergo" | electricity | Power transformer TMG10 / 0,4, 100 kVA |  |  |  |  | pcs. | 14
r_23399393_32 | JSC "Mykolaivoblenergo" | electricity | Power transformer TMG10 / 0,4, 160 kVA |  |  |  |  | pcs. | 10
r_23399393_33 | JSC "Mykolaivoblenergo" | electricity | Power transformer TMG10 / 0,4, 250 kVA |  |  |  |  | pcs. | 8
r_23399393_34 | JSC "Mykolaivoblenergo" | electricity | Power transformer TMG10 / 0,4, 400 kVA |  |  |  |  | pcs. | 4
r_23399393_35 | JSC "Mykolaivoblenergo" | electricity | VOLTAGE TRANSFORMER US-6 |  |  |  |  | pcs. | 6
r_23399393_36 | JSC "Mykolaivoblenergo" | electricity | NAP-10 VOLTAGE TRANSFORMER |  |  |  |  | pcs. | 50
r_23399393_37 | JSC "Mykolaivoblenergo" | electricity | TOLU CURRENT TRANSFORMER-10-2.2-G2-0,5S // 10P-400/5 |  |  |  |  | pcs. | 5
r_23399393_38 | JSC "Mykolaivoblenergo" | electricity | TOLU CURRENT TRANSFORMER-10-2.2-G2-0,5S // 10P-150/5 |  |  |  |  | pcs. | 10
r_23399393_39 | JSC "Mykolaivoblenergo" | electricity | TOLU CURRENT TRANSFORMER-10-2.2-G2-0.5S // 10P-600/5 |  |  |  |  | pcs. | 5
r_23399393_40 | JSC "Mykolaivoblenergo" | electricity | TPOLU CURRENT TRANSFORMER-10-2.2-G1-0,5S // 10P-50/5 |  |  |  |  | pcs. | 30
r_23399393_41 | JSC "Mykolaivoblenergo" | electricity | TOLU CURRENT TRANSFORMER-10-2.2-G2-0,5S // 10P-100/5 |  |  |  |  | pcs. | 20
r_23399393_42 | JSC "Mykolaivoblenergo" | electricity | TPOLU CURRENT TRANSFORMER-10-2.2-G1-0,5S // 10P-100/5 |  |  |  |  | pcs. | 20
r_23399393_43 | JSC "Mykolaivoblenergo" | electricity | TPOLU CURRENT TRANSFORMER-10-2.2-2G-0,5S // 10P-150/5 |  |  |  |  | pcs. | 30
r_23399393_44 | JSC "Mykolaivoblenergo" | electricity | TPOLU CURRENT TRANSFORMER-10-2.2-2G-0,5S // 10P-200/5 |  |  |  |  | pcs. | 4
r_23399393_45 | JSC "Mykolaivoblenergo" | electricity | TOLU CURRENT TRANSFORMER-10-2.2-G2-0.5S // 10P-200/5, |  |  |  |  | pcs. | 4
r_23399393_46 | JSC "Mykolaivoblenergo" | electricity | TPOLU CURRENT TRANSFORMER-10-2.2-2G-0,5S // 10P-300/5 |  |  |  |  | pcs. | 4
r_23399393_47 | JSC "Mykolaivoblenergo" | electricity | TOLU CURRENT TRANSFORMER-10-2.2-G2-0,5S // 10P-300/5 |  |  |  |  | pcs. | 4
r_23399393_48 | JSC "Mykolaivoblenergo" | electricity | TPOLU CURRENT TRANSFORMER-10-2.2-2G-0,5S // 10P-400/5 |  |  |  |  | pcs. | 3
r_23399393_49 | JSC "Mykolaivoblenergo" | electricity | TPOLU CURRENT TRANSFORMER-10-2.2-2G-0,5S // 10P-600/5 |  |  |  |  | pcs. | 3
r_23399393_50 | JSC "Mykolaivoblenergo" | electricity | CURRENT TRANSFORMER TPL-10 75/5 (0,5S) |  |  |  |  | pcs. | 12
r_23399393_51 | JSC "Mykolaivoblenergo" | electricity | CURRENT TRANSFORMER TPLU-10-1.2-2V-0,5S // 10P-400/5 |  |  |  |  | pcs. | 4
r_23399393_52 | JSC "Mykolaivoblenergo" | electricity | CURRENT TRANSFORMER TPLU-10-1.2-1V-0,5S // 10P-30/5 |  |  |  |  | pcs. | 6
r_23399393_53 | JSC "Mykolaivoblenergo" | electricity | CURRENT TRANSFORMER TPLU-10-1.2-1V-0,5S // 10P-50/5 |  |  |  |  | pcs. | 42
r_23399393_54 | JSC "Mykolaivoblenergo" | electricity | TPLU-10-1.2-1V-0,5S / 10P-75/5 CURRENT TRANSFORMER |  |  |  |  | pcs. | 6
r_23399393_55 | JSC "Mykolaivoblenergo" | electricity | TPLU-10-1.2-1V-0,5S / 10P-100/5 CURRENT TRANSFORMER |  |  |  |  | pcs. | 24
r_23399393_56 | JSC "Mykolaivoblenergo" | electricity | CURRENT TRANSFORMER TPLU-10-1.2-2V-0,5S // 10P-150/5 |  |  |  |  | pcs. | 4
r_23399393_57 | JSC "Mykolaivoblenergo" | electricity | TPLU-10-1.2-2V-0,5S / 10P-200/5 CURRENT TRANSFORMER |  |  |  |  | pcs. | 3
r_23399393_58 | JSC "Mykolaivoblenergo" | electricity | TPLU-10-1.2-2V-0,5S / 10P-300/5 CURRENT TRANSFORMER |  |  |  |  | pcs. | 3
r_23399393_59 | JSC "Mykolaivoblenergo" | electricity | CURRENT TRANSFORMER TPL-E-12-02-0,5S / 10P 75/5 U2 |  |  |  |  | pcs. | 24
r_23399393_60 | JSC "Mykolaivoblenergo" | electricity | CURRENT TRANSFORMER TPL-E-12-03-0,2S / 10R / 10P 100/5 U2 |  |  |  |  | pcs. | 18
r_23399393_61 | JSC "Mykolaivoblenergo" | electricity | CURRENT TRANSFORMER TPL-E-12-03-0,2S / 10R / 10P 150/5 U2 |  |  |  |  | pcs. | 14
r_23399393_62 | JSC "Mykolaivoblenergo" | electricity | CURRENT TRANSFORMER TPL-E-12-03-0,2S / 10R / 10P-200/5 U2 |  |  |  |  | pcs. | 4
r_23399393_63 | JSC "Mykolaivoblenergo" | electricity | CURRENT TRANSFORMER TPL-E-12-03-0,2S / 10R / 10P 300/5 U2 |  |  |  |  | pcs. | 4
r_23399393_64 | JSC "Mykolaivoblenergo" | electricity | PKT FUSE 011-10-16-31,5 U1 |  |  |  |  | pcs. | 24
r_23399393_65 | JSC "Mykolaivoblenergo" | electricity | PKT FUSE 011-6-20-40 U1 BRASS (SET) |  |  |  |  | pcs. | 24
r_23399393_66 | JSC "Mykolaivoblenergo" | electricity | Fuse PKT 012-6-80-20 U1 BRASS (KIT) |  |  |  |  | pcs. | 32
r_23399393_67 | JSC "Mykolaivoblenergo" | electricity | FUSE PKT 013-6-100-31,5 U1 BRASS (KIT) |  |  |  |  | pcs. | 14
r_23399393_68 | JSC "Mykolaivoblenergo" | electricity | Fuse PKT 013-10-100-31,5 U1 BRASS (KIT) |  |  |  |  | pcs. | 12
r_23399393_69 | JSC "Mykolaivoblenergo" | electricity | FUSE PKT 012-10-40-31,5 U1 BRASS (SET) |  |  |  |  | pcs. | 24
r_23399393_70 | JSC "Mykolaivoblenergo" | electricity | SWITCH OF VR-32 / 100A, |  |  |  |  | pcs. | 12
r_23399393_71 | JSC "Mykolaivoblenergo" | electricity | SWITCH OF VR-32 / 250A |  |  |  |  | pcs. | 20
r_23399393_72 | JSC "Mykolaivoblenergo" | electricity | SWITCH OF VR-32 / 400A |  |  |  |  | pcs. | 10
r_23399393_73 | JSC "Mykolaivoblenergo" | electricity | SWITCH OF VR-32 / 630A |  |  |  |  | pcs. | 10
r_23399393_74 | JSC "Mykolaivoblenergo" | electricity | SWITCH RE19-39 |  |  |  |  | pcs. | 12
r_23399393_75 | JSC "Mykolaivoblenergo" | electricity | SWITCH RE19-41 |  |  |  |  | pcs. | 18
r_23399393_76 | JSC "Mykolaivoblenergo" | electricity | SWITCH RE 19-43 |  |  |  |  | pcs. | 16
r_23399393_77 | JSC "Mykolaivoblenergo" | electricity | SWITCH RE 19-44 |  |  |  |  | pcs. | 12
r_23399393_78 | JSC "Mykolaivoblenergo" | electricity | SWITCH RE 19-45 |  |  |  |  | pcs. | 10
r_23399393_79 | JSC "Mykolaivoblenergo" | electricity | OVERVOLTAGE LIMITER 35 KV OPN VR / TEL-35 / 40,5 UHL-1 |  |  |  |  | pcs. | 30
r_23399393_80 | JSC "Mykolaivoblenergo" | electricity | OVERVOLTAGE LIMITER OPNP-10 / 11,5 / 10/2 / 1V / UHL 1 |  |  |  |  | pcs. | 30
r_23399393_81 | JSC "Mykolaivoblenergo" | electricity | OVERVOLTAGE LIMITER OPNP-6 UHL1 |  |  |  |  | pcs. | 30
r_23399393_82 | JSC "Mykolaivoblenergo" | electricity | OVERVOLTAGE LIMITER OPN-RT-TEL-10 / 11.5 UHL2 |  |  |  |  | pcs. | 30
r_23399393_83 | JSC "Mykolaivoblenergo" | electricity | OVERVOLTAGE LIMITER 6 KV OPN-P-6/8 10 / 550-04 UHL2 |  |  |  |  | pcs. | 30
r_23399393_84 | JSC "Mykolaivoblenergo" | electricity | OVERVOLTAGE LIMITER 10 KV OPN-P-10 / 12,7 / 10/600 |  |  |  |  | pcs. | 30
r_23399393_85 | JSC "Mykolaivoblenergo" | electricity | 35 KV OVERVOLTAGE LIMITER OPN-P-35 / 40,5 / 10 / 550-03 |  |  |  |  | pcs. | 30
r_23399393_86 | JSC "Mykolaivoblenergo" | electricity | CLAMP TENSIONING ZN-1.1 |  |  |  |  | pcs. | 12
r_23399393_87 | JSC "Mykolaivoblenergo" | electricity | CLAMP TENSIONING ZN-1.2 |  |  |  |  | pcs. | 12
r_23399393_88 | JSC "Mykolaivoblenergo" | electricity | CLAMP TENSIONING ZN 1.5 |  |  |  |  | pcs. | 12
r_23399393_89 | JSC "Mykolaivoblenergo" | electricity | CLAMP TENSIONING ZN-2.1 |  |  |  |  | pcs. | 12
r_23399393_90 | JSC "Mykolaivoblenergo" | electricity | CLAMP TENSIONING ZN-2.2 |  |  |  |  | pcs. | 12
r_23399393_91 | JSC "Mykolaivoblenergo" | electricity | CLAMP TENSIONING ZN-2.4 |  |  |  |  | pcs. | 12
r_23399393_92 | JSC "Mykolaivoblenergo" | electricity | CLAMP TENSIONING ZN-2.5 |  |  |  |  | pcs. | 12
r_23399393_93 | JSC "Mykolaivoblenergo" | electricity | CLAMP TENSIONING ZN-2.3 |  |  |  |  | pcs. | 12
r_23399393_94 | JSC "Mykolaivoblenergo" | electricity | CLAMP TENSIONING ASSEMBLY ZNM 120 |  |  |  |  | pcs. | 12
r_23399393_95 | JSC "Mykolaivoblenergo" | electricity | BRANCH CLAMP ZV-1.1.2 |  |  |  |  | pcs. | 12
r_23399393_96 | JSC "Mykolaivoblenergo" | electricity | BRANCH CLAMP ZV-1.1.4 |  |  |  |  | pcs. | 12
r_23399393_97 | JSC "Mykolaivoblenergo" | electricity | BRANCH CLAMP ZV-1.2.0 |  |  |  |  | pcs. | 12
r_23399393_98 | JSC "Mykolaivoblenergo" | electricity | BRANCH CLAMP ZV-1.2.2 |  |  |  |  | pcs. | 12
r_23399393_99 | JSC "Mykolaivoblenergo" | electricity | BRANCH CLAMP ZV-1.2.4 |  |  |  |  | pcs. | 12
r_23399393_100 | JSC "Mykolaivoblenergo" | electricity | BRANCH CLAMP PUNCTURE Z-2061 |  |  |  |  | pcs. | 12
r_23399393_101 | JSC "Mykolaivoblenergo" | electricity | CLAMPING BRANCH PUNCHING Z-206 |  |  |  |  | pcs. | 12
r_23399393_102 | JSC "Mykolaivoblenergo" | electricity | CLAMP SUPPORTING ZP-3.1 |  |  |  |  | pcs. | 12
r_23399393_103 | JSC "Mykolaivoblenergo" | electricity | CLAMP SUPPORTING ZP-3.2 |  |  |  |  | pcs. | 12
r_23399393_104 | JSC "Mykolaivoblenergo" | electricity | COPPER COPPER TIP F 16 |  |  |  |  | pcs. | 100
r_23399393_105 | JSC "Mykolaivoblenergo" | electricity | COPPER COPPER TIP F 25 |  |  |  |  | pcs. | 100
r_23399393_106 | JSC "Mykolaivoblenergo" | electricity | COPPER COPPER TIP F 35 |  |  |  |  | pcs. | 100
r_23399393_107 | JSC "Mykolaivoblenergo" | electricity | COPPER COPPER TIP F 50 |  |  |  |  | pcs. | 100
r_23399393_108 | JSC "Mykolaivoblenergo" | electricity | COPPER COPPER TIP F 70 |  |  |  |  | pcs. | 100
r_23399393_109 | JSC "Mykolaivoblenergo" | electricity | COPPER COPPER TIP F 95 |  |  |  |  | pcs. | 100
r_23399393_110 | JSC "Mykolaivoblenergo" | electricity | COPPER COPPER TIP F 120 |  |  |  |  | pcs. | 100
r_23399393_111 | JSC "Mykolaivoblenergo" | electricity | TIP CABLE ALUMINUM F 16,0 |  |  |  |  | pcs. | 100
r_23399393_112 | JSC "Mykolaivoblenergo" | electricity | ALUMINUM CABLE TIP F 25 |  |  |  |  | pcs. | 100
r_23399393_113 | JSC "Mykolaivoblenergo" | electricity | ALUMINUM CABLE TIP F 35 |  |  |  |  | pcs. | 100
r_23399393_114 | JSC "Mykolaivoblenergo" | electricity | ALUMINUM CABLE TIP F 50 |  |  |  |  | pcs. | 100
r_23399393_115 | JSC "Mykolaivoblenergo" | electricity | ALUMINUM CABLE TIP F 70 |  |  |  |  | pcs. | 100
r_23399393_116 | JSC "Mykolaivoblenergo" | electricity | ALUMINUM CABLE TIP F 95 |  |  |  |  | pcs. | 100
r_23399393_117 | JSC "Mykolaivoblenergo" | electricity | ALUMINUM CABLE TIP F 120 |  |  |  |  | pcs. | 100
r_23399393_118 | JSC "Mykolaivoblenergo" | electricity | ALUMINUM CABLE TIP F 150 |  |  |  |  | pcs. | 100
r_23399393_119 | JSC "Mykolaivoblenergo" | electricity | ALUMINUM CABLE TIP F 185 |  |  |  |  | pcs. | 100
r_23399393_120 | JSC "Mykolaivoblenergo" | electricity | ALUMINUM CABLE TIP F 240 |  |  |  |  | pcs. | 100
r_23399393_121 | JSC "Mykolaivoblenergo" | electricity | WIRE | WIRE SIP-5 (NG) 4X16 |  |  |  | km. | 12
r_23399393_121 | JSC "Mykolaivoblenergo" | electricity | WIRE | WIRE SIP-5 (NG) 4X25 |  |  |  | km. | 1
r_23399393_121 | JSC "Mykolaivoblenergo" | electricity | WIRE | WIRE SIP-5 (NG) 4X35 |  |  |  | km. | 12
r_23399393_121 | JSC "Mykolaivoblenergo" | electricity | WIRE | WIRE SIP-5 (NG) 4X50 |  |  |  | km. | 8
r_23399393_121 | JSC "Mykolaivoblenergo" | electricity | WIRE | WIRE SIP-5 (NG) 4X70 |  |  |  | km. | 7
r_23399393_121 | JSC "Mykolaivoblenergo" | electricity | WIRE | WIRE SIP-5 (NG) 4X95 |  |  |  | km. | 6
r_23399393_121 | JSC "Mykolaivoblenergo" | electricity | WIRE | WIRE SIP-5 (NG) 4X120 |  |  |  | km. | 5
r_23399393_121 | JSC "Mykolaivoblenergo" | electricity | WIRE | WIRE AC-50 / 8.0 |  |  |  | t. | 6
r_23399393_121 | JSC "Mykolaivoblenergo" | electricity | WIRE | WIRE AC-70/11 |  |  |  | t. | 10
r_23399393_121 | JSC "Mykolaivoblenergo" | electricity | WIRE | WIRE AC-95/16 |  |  |  | t. | 6
r_23399393_121 | JSC "Mykolaivoblenergo" | electricity | WIRE | WIRE AC-120/19 |  |  |  | t. | 5
r_23399393_121 | JSC "Mykolaivoblenergo" | electricity | WIRE | WIRE AC-150/19 |  |  |  | t. | 10
r_23399393_121 | JSC "Mykolaivoblenergo" | electricity | WIRE | WIRE AC-185/29 |  |  |  | t. | 5
r_23399393_121 | JSC "Mykolaivoblenergo" | electricity | WIRE | WIRE AC-240/39 |  |  |  | t. | 5
r_23399393_121 | JSC "Mykolaivoblenergo" | electricity | WIRE | WIRE AC-300/39 |  |  |  | t. | 5
r_23399393_121 | JSC "Mykolaivoblenergo" | electricity | WIRE | WIRE AC-500/336 |  |  |  | t. | 2022-02-17
r_23399393_122 | JSC "Mykolaivoblenergo" | electricity | CHANNEL № 12 |  |  |  |  | t. | 6
r_23399393_123 | JSC "Mykolaivoblenergo" | electricity | CHANNEL № 16 |  |  |  |  | t. | 6
r_23399393_124 | JSC "Mykolaivoblenergo" | electricity | STEEL STRIP 40X4 |  |  |  |  | t. | 2
r_23399393_125 | JSC "Mykolaivoblenergo" | electricity | ANGLE STEEL 63Х63Х5 |  |  |  |  | t. | 4
r_23399393_126 | JSC "Mykolaivoblenergo" | electricity | REINFORCEMENT F 16.0 mm. |  |  |  |  | t. | 3
r_23399393_127 | JSC "Mykolaivoblenergo" | electricity | ALUMINUM BUS 5X50 |  |  |  |  | kg. | 100
r_23359034_1 | DTEK DNIPRO GRIDS JSC | electricity | The transformer is power two-winding, analog of TDN-10000 of 35/10 kV |  |  |  | ETD Transformatory, PJSC "ZTR" | 2 | pcs
r_23359034_2 | DTEK DNIPRO GRIDS JSC | electricity | The transformer is power two-winding, analog of TDN-4000 of 35/6 kV |  |  |  | ETD Transformers. PJSC "ZTR" | 2 | pcs.
r_23359034_3 | DTEK DNIPRO GRIDS JSC | electricity | Vacuum switch of 35 kV, 1000A, 16 kA with the spring drive, power supply of alternating current of 220 in |  |  |  | ABB, Siemens | 5 | pcs.
r_23359034_4 | DTEK DNIPRO GRIDS JSC | electricity | 35 kV 1000 A disconnector with two earthing knives that do not require maintenance for the entire service life |  |  |  | ABB, Siemens | 10 | pcs.
r_23359034_5 | DTEK DNIPRO GRIDS JSC | electricity | 35 kV current transformers with cast insulation 100/5, number of secondary windings 3 pcs: 10P / 10P / 0.5 S |  |  |  | ABB, Siemens | 9 | pcs.
r_23359034_6 | DTEK DNIPRO GRIDS JSC | electricity | 35 kV current transformers with cast insulation 200/5, number of secondary windings 3 pcs: 10P / 10P / 0.5 S |  |  |  | ABB, Siemens | 9 | pcs.
r_23359034_7 | DTEK DNIPRO GRIDS JSC | electricity | 35 kV voltage transformer with cast insulation |  |  |  | ABB, Siemens | 9 | pcs
r_23359034_8 | DTEK DNIPRO GRIDS JSC | electricity | Overvoltage limiter 35 kV Ur = 40.5 kV |  |  |  | ABB | 60 | pcs.
r_23359034_9 | DTEK DNIPRO GRIDS JSC | electricity | Complete switchgear (KRPZ) 35 kV consisting of: two sections with a sectional switch. In each section - three cells (cable entry, transformer input, HV) + space for one spare cell |  |  |  | ABB | 1 | pcs.
r_23359034_10 | DTEK DNIPRO GRIDS JSC | electricity | Wire AC-95 |  |  |  | PJSC "Yuzhkabel Plant", PJSC "Zaporozhye Cable Plant", PJSC "AZOVKABEL", PJSC "Odeskabel", LLC "Krok GT", LLC "EUROPAN", LLC "ELIZ" | 10 | t.
r_23359034_11 | DTEK DNIPRO GRIDS JSC | electricity | Wire AC-120/19 |  |  |  | PJSC "Yuzhkabel Plant", PJSC "Zaporozhye Cable Plant", PJSC "AZOVKABEL", PJSC "Odeskabel", LLC "Krok GT", LLC "EUROPAN", LLC "ELIZ" | 15 | t.
r_23359034_12 | DTEK DNIPRO GRIDS JSC | electricity | Wire AC-150 |  |  |  | PJSC "Yuzhkabel Plant", PJSC "Zaporozhye Cable Plant", PJSC "AZOVKABEL", PJSC "Odeskabel", LLC "Krok GT", LLC "EUROPAN", LLC "ELIZ" | 10 | t.
r_23359034_13 | DTEK DNIPRO GRIDS JSC | electricity | Wire AC-240 |  |  |  | PJSC "Yuzhkabel Plant", PJSC "Zaporozhye Cable Plant", PJSC "AZOVKABEL", PJSC "Odeskabel", LLC "Krok GT", LLC "EUROPAN", LLC "ELIZ" | 8 | t.
r_23359034_14 | DTEK DNIPRO GRIDS JSC | electricity | Wire AC-300 |  |  |  | PJSC "Yuzhkabel Plant", PJSC "Zaporozhye Cable Plant", PJSC "AZOVKABEL", PJSC "Odeskabel", LLC "Krok GT", LLC "EUROPAN", LLC "ELIZ" | 8 | t.
r_23359034_15 | DTEK DNIPRO GRIDS JSC | electricity | Spot clamp PA-1 |  |  |  | LLC Armlit-Donbass, LLC PKF-Energotechservice, LLC ALIT, LLC PTK - VL Kit | 4000 | pcs
r_23359034_16 | DTEK DNIPRO GRIDS JSC | electricity | Spot clamp PA-2 |  |  |  | LLC Armlit-Donbass, LLC PKF-Energotechservice, LLC ALIT, LLC PTK - VL Kit | 3000 | pcs
r_23359034_17 | DTEK DNIPRO GRIDS JSC | electricity | Spot clamp PA-3 |  |  |  | LLC Armlit-Donbass, LLC PKF-Energotechservice, LLC ALIT, LLC PTK - VL Kit | 300 | pcs
r_23359034_18 | DTEK DNIPRO GRIDS JSC | electricity | SOAS - 50 |  |  |  | LLC Armlit-Donbass, LLC PKF-Energotechservice, LLC ALIT, LLC PTK - VL Kit | 3000 | pcs
r_23359034_19 | DTEK DNIPRO GRIDS JSC | electricity | SOAS - 70 |  |  |  | LLC Armlit-Donbass, LLC PKF-Energotechservice, LLC ALIT, LLC PTK - VL Kit | 3000 | pcs
r_23359034_20 | DTEK DNIPRO GRIDS JSC | electricity | SOAS - 120 |  |  |  | LLC Armlit-Donbass, LLC PKF-Energotechservice, LLC ALIT, LLC PTK - VL Kit | 3000 | pcs
r_23359034_21 | DTEK DNIPRO GRIDS JSC | electricity | SOAS - 150 |  |  |  | LLC Armlit-Donbass, LLC PKF-Energotechservice, LLC ALIT, LLC PTK - VL Kit | 2000 | pcs
r_23359034_22 | DTEK DNIPRO GRIDS JSC | electricity | SOAS -240 |  |  |  | LLC Armlit-Donbass, LLC PKF-Energotechservice, LLC ALIT, LLC PTK - VL Kit | 1000 | pcs
r_23359034_23 | DTEK DNIPRO GRIDS JSC | electricity | PAS thermal cartridges |  |  |  | are not made in Ukraine, dual-use products | 500 | pcs
r_23359034_24 | DTEK DNIPRO GRIDS JSC | electricity | Thermo matches |  |  |  | are not made in Ukraine, dual-use products | 100 | pcs
r_23359034_25 | DTEK DNIPRO GRIDS JSC | electricity | Insulators glass PS-70 |  |  |  | Lviv Insulation Company LLC | 3000 | pcs
r_23359034_26 | DTEK DNIPRO GRIDS JSC | electricity | Insulators glass PS-120 |  |  |  | Lviv Insulation Company LLC | 2000 | pcs
r_23359034_27 | DTEK DNIPRO GRIDS JSC | electricity | Insulators polymeric LKTs-70-150 |  |  |  | LLC "ISOPLAST", LLC NPP "ES Polymer", LLC "SLAVENERGOPROM", SE "Research Institute of High Voltages" | 3000 | pcs
r_23359034_28 | DTEK DNIPRO GRIDS JSC | electricity | Insulators polymeric LKTs-120-150 |  |  |  | LLC "ISOPLAST", LLC NPP "ES Polymer", LLC "SLAVENERGOPROM", SE "Research Institute of High Voltages" | 800 | pcs
r_23359034_29 | DTEK DNIPRO GRIDS JSC | electricity | Insulators polymeric LKTs-70-110 |  |  |  | LLC "ISOPLAST", LLC NPP "ES Polymer", LLC "SLAVENERGOPROM", SE "Research Institute of High Voltages" | 3000 | pcs
r_23359034_30 | DTEK DNIPRO GRIDS JSC | electricity | Insulators polymeric LKTs-120-110 |  |  |  | LLC "ISOPLAST", LLC NPP "ES Polymer", LLC "SLAVENERGOPROM", SE "Research Institute of High Voltages" | 800 | pcs
r_23359034_31 | DTEK DNIPRO GRIDS JSC | electricity | support SV-105 |  | reinforced concrete supports, vibrated 10.5 m long, bending moment 5 t / m |  | Belotserkovsky plant of reinforced concrete / Svitlovodsky plant of reinforced concrete / Novomoskovsk plant of reinforced concrete (Reclamation) | 460 | pcs
r_23359034_32 | DTEK DNIPRO GRIDS JSC | electricity | support SV-95 |  | reinforced concrete supports, vibrated 9.5 m long, bending moment 3 t / m |  | Belotserkovsky plant of reinforced concrete / Svitlovodsky plant of reinforced concrete / Novomoskovsk plant of reinforced concrete (Reclamation) | 700 | pcs
r_23359034_33 | DTEK DNIPRO GRIDS JSC | electricity | traverses TM-3 |  | made of hot-rolled steel (angle 70 mm), pins with a diameter of 20 mm |  | SVK-94 | 460 | pcs
r_23359034_34 | DTEK DNIPRO GRIDS JSC | electricity | U-1 bracket |  | the bracket is made of a steel strip 10 mm thick |  | SVK-94
r_23359034_35 | DTEK DNIPRO GRIDS JSC | electricity | clamp X-12 |  | made of steel rod with a diameter of 16 mm |  | SVK-94 | 460 | pcs
r_23359034_36 | DTEK DNIPRO GRIDS JSC | electricity | TN-9 traverse |  | made of hot-rolled steel (angle 63 mm), pins with a diameter of 16 mm |  | SVK-94 | 1400 | pcs
r_23359034_37 | DTEK DNIPRO GRIDS JSC | electricity | collar X-11 |  | made of steel rod with a diameter of 16 mm |  | SVK-94
r_23359034_38 | DTEK DNIPRO GRIDS JSC | electricity | bracket CH-29 |  | the bracket is made of a steel strip 10 mm thick |  | SVK-94
r_23359034_39 | DTEK DNIPRO GRIDS JSC | electricity | RLN-20 disconnector |  | disconnector of vertical chopping type. Rated voltage 20 kV. Rated current 400A |  | "Electrograd" Zaporozhye plant of high-voltage equipment | 70 | pcs
r_23359034_40 | DTEK DNIPRO GRIDS JSC | electricity | SIP 4 * 50 |  | aluminum wire with a cross section of 50 mm2 in the insulation of light-stabilized cross-linked polyethylene that does not spread combustion. Jute with 4 twisted wires |  | Chernihiv cable, Intercable | 23 | km
r_23359034_41 | DTEK DNIPRO GRIDS JSC | electricity | SIP 4 * 70 |  | aluminum wire with a cross section of 70 mm2 in the insulation of light-stabilized cross-linked polyethylene that does not propagate combustion. Jute with 4 twisted wires |  | Chernihiv cable, Intercable | 23 | km
r_23359034_42 | DTEK DNIPRO GRIDS JSC | electricity | SIP 4 * 95 |  | aluminum wire with a core cross section of 95 mm2 in the insulation of light-stabilized cross-linked polyethylene that does not propagate combustion. Jute with 4 twisted wires |  | Chernihiv cable, Intercable | 23 | km
r_23359034_43 | DTEK DNIPRO GRIDS JSC | electricity | bandage tape |  | stainless steel tape 19-20 mm wide 0.75- 0.8 mm thick. Breaking force 500 kg. |  | Lviv Insulation Company LLC | 2100 | pcs
r_23359034_44 | DTEK DNIPRO GRIDS JSC | electricity | bandage hook |  | linear-suspended fittings for mounting SIP |  | Lviv Insulation Company LLC | 700 | pcs
r_23359034_45 | DTEK DNIPRO GRIDS JSC | electricity | WTO-36 clamp |  | profiled stainless steel plate 2-3 mm thick |  | Lviv Insulation Company LLC | 2100 | pcs
r_23359034_46 | DTEK DNIPRO GRIDS JSC | electricity | clamp SO-118 |  | linear-suspended fittings for mounting SIP |  | Lviv Insulation Company LLC | 200 | pcs
r_23359034_47 | DTEK DNIPRO GRIDS JSC | electricity | clamp SO-130 |  | linear-suspended fittings for mounting SIP |  | Lviv Insulation Company LLC | 500 | pcs
r_23359034_48 | DTEK DNIPRO GRIDS JSC | electricity | insulators ShF-20 G |  | pin porcelain insulator for rated voltage up to 1 kV |  | Lviv Insulation Company LLC | 2600 | pcs
r_23359034_49 | DTEK DNIPRO GRIDS JSC | electricity | TF-20 insulators |  | pin porcelain insulator for a nominal voltage of 20 kV |  | Lviv Insulation Company LLC | 1000 | pcs
r_23359034_50 | DTEK DNIPRO GRIDS JSC | electricity | circuit breakers 100A |  | circuit breaker with electronic release for rated current 100 A |  | ABB, Siemens, CHINT | 230 | pcs
r_23359034_51 | DTEK DNIPRO GRIDS JSC | electricity | circuit breakers 160A |  | circuit breaker with electronic release for rated current 160 A |  | ABB, Siemens, CHINT | 230 | pcs
r_23359034_52 | DTEK DNIPRO GRIDS JSC | electricity | circuit breakers 400A |  | circuit breaker with electronic release for rated current 400 A |  | ABB, Siemens, CHINT | 230 | pcs
r_23359034_53 | DTEK DNIPRO GRIDS JSC | electricity | circuit breakers 250A |  | circuit breaker with electronic release for rated current 250 A |  | ABB, Siemens, CHINT | 230 | pcs
r_23359034_54 | DTEK DNIPRO GRIDS JSC | electricity | piercing clamp |  | linear-suspended fittings for mounting SIP |  | Lviv Insulation Plant | 1400 | pcs
r_23359034_55 | DTEK DNIPRO GRIDS JSC | electricity | TMG-25/10 |  | sealed oil-filled transformer with a capacity of 25 kVA and a nominal voltage of 10 kV |  | Khmelnytsky Transformer Plant
r_23359034_56 | DTEK DNIPRO GRIDS JSC | electricity | TMG-25/6 |  | sealed oil-filled transformer with a capacity of 25 kVA and a nominal voltage of 6 kV |  | Khmelnytsky Transformer Plant
r_23359034_57 | DTEK DNIPRO GRIDS JSC | electricity | TMG-40/10 |  | sealed oil-filled transformer with a capacity of 40 kVA and a nominal voltage of 10 kV |  | Khmelnytsky Transformer Plant
r_23359034_58 | DTEK DNIPRO GRIDS JSC | electricity | TMG-40/6 |  | sealed oil-filled transformer with a capacity of 40 kVA and a nominal voltage of 6 kV |  | Khmelnytsky Transformer Plant
r_23359034_59 | DTEK DNIPRO GRIDS JSC | electricity | TMG-63/10 |  | hermetic oil-filled transformer with a capacity of 63 kVA and a nominal voltage of 10 kV |  | Khmelnytsky Transformer Plant
r_23359034_60 | DTEK DNIPRO GRIDS JSC | electricity | TMG-63/6 |  | sealed oil-filled transformer with a capacity of 63 kVA and a nominal voltage of 6 kV |  | Khmelnytsky Transformer Plant
r_23359034_61 | DTEK DNIPRO GRIDS JSC | electricity | TMG-100/10 |  | sealed oil-filled transformer with a capacity of 10 kVA and a nominal voltage of 10 kV |  | Khmelnytsky Transformer Plant
r_23359034_62 | DTEK DNIPRO GRIDS JSC | electricity | TMG-100/6 |  | sealed oil-filled transformer with a capacity of 100 kVA and a nominal voltage of 6 kV |  | Khmelnytsky Transformer Plant
r_23359034_63 | DTEK DNIPRO GRIDS JSC | electricity | TMG-160/10 |  | sealed oil-filled transformer with a capacity of 160 kVA and a nominal voltage of 10 kV |  | Khmelnytsky Transformer Plant
r_23359034_64 | DTEK DNIPRO GRIDS JSC | electricity | TMG-160/6 |  | sealed oil-filled transformer with a capacity of 160 kVA and a nominal voltage of 6 kV |  | Khmelnytsky Transformer Plant
r_23359034_65 | DTEK DNIPRO GRIDS JSC | electricity | TMG-250/10 |  | sealed oil-filled transformer with a capacity of 250 kVA and a nominal voltage of 10 kV |  | Khmelnytsky Transformer Plant
r_23359034_66 | DTEK DNIPRO GRIDS JSC | electricity | TMG-250/6 |  | sealed oil-filled transformer with a capacity of 250 kVA and a nominal voltage of 6 kV |  | Khmelnytsky Transformer Plant
r_23359034_67 | DTEK DNIPRO GRIDS JSC | electricity | TMG-400/10 |  | sealed oil-filled transformer with a capacity of 400 kVA and a nominal voltage of 10 kV |  | Khmelnytsky Transformer Plant
r_23359034_68 | DTEK DNIPRO GRIDS JSC | electricity | TMG-400/6 |  | sealed oil-filled transformer with a capacity of 400 kVA and a nominal voltage of 6 kV |  | Khmelnytsky Transformer Plant
r_23359034_69 | DTEK DNIPRO GRIDS JSC | electricity | TMG-630/6 |  | sealed oil-filled transformer with a capacity of 630 kVA and a nominal voltage of 6 kV |  | Khmelnytsky Transformer Plant
r_23359034_70 | DTEK DNIPRO GRIDS JSC | electricity | TMG-1000/6 |  | sealed oil-filled transformer with a capacity of 1000 kVA and a nominal voltage of 6 kV |  | Khmelnytsky Transformer Plant
r_39307323_1 | DTEK Grids | Electricity | Gas burners for work on cable lines RAYCHEM |  |  |  | China, Europe, North America. | pcs. | 62.00 |  |  | For the repair of cable lines: drying-out of cables and installation of heat shrink sleeves. Lack of burners for emergency recovery teams to carry out work. Burners in difficult conditions quickly fail. There is no possibility of repair.
r_39307323_2 | DTEK Grids | Electricity | Diesel generator set on 250 kW chassis (with 50 meters wires for connection) |  |  |  | China, Europe, North America. | pcs. | 24.00 |  |  | Power supply to critical infrastructure during the power-fail recovery (hospitals, police stations, social facilities, control rooms and production sites of the system operators). During a shortage of electic power supply, critical infrastructure facilities do not perform their functions properly. Hospitals cannot provide quality treatment and care for the sick. Police stations do not fully carry out the fight against crime. Kindergartens and educational institutions do not carry out educational work. Food for children spoils in refrigerators and freezers. Dispatchers cannot fully manage the distribution network. When generators are connected, power is supplied as in normal everyday life
r_39307323_2 | DTEK Grids | Electricity | Diesel generator set on 500 kW chassis (with 50 meters wires for connection) |  |  |  | China, Europe, North America. | pcs. | 17.00 |  |  | Power supply to critical infrastructure during the power-fail recovery (hospitals, police stations, social facilities, control rooms and production sites of the system operators). During a shortage of electic power supply, critical infrastructure facilities do not perform their functions properly. Hospitals cannot provide quality treatment and care for the sick. Police stations do not fully carry out the fight against crime. Kindergartens and educational institutions do not carry out educational work. Food for children spoils in refrigerators and freezers. Dispatchers cannot fully manage the distribution network. When generators are connected, power is supplied as in normal everyday life
r_39307323_3 | DTEK Grids | Electricity | Open end wrench set 6 - 32 mm |  |  |  | China, Europe, North America. | pcs. | 335.00 |  |  | Performance of assembly and dismantling of equipment. The tool with intensive use quickly becomes unusable. Simultaneously, a large number of teams perform work. The purchase is very difficult, deliveries are not carried out.
r_39307323_4 | DTEK Grids | Electricity | Cable shears |  |  |  | China, Europe, North America. | pcs. | 56.00 |  |  | With intensive use, they quickly fail. Without scissors, cutting is carried out with hand saws, which takes a lot of time and physical strength of the staff.
r_39307323_5 | DTEK Grids | Electricity | Hydraulic press for end connectors from 10 to 240 mm. |  |  |  | China, Europe, North America. | pcs. | 56.00 |  |  | Needs for crimping end leads of wires, cables during restoration work. Break down with heavy use. Not repairable.
r_39307323_6 | DTEK Grids | Electricity | LED floodlight, on a tripod |  |  |  | China, Europe, North America. | pcs. | 100.00 |  |  | Illumination of places where emergency and restoration work is carried out for the safety of workers and the quality of work. In severe conditions, they often fail and are damaged. Under military conditions, delivery from abroad is not carried out
r_39307323_7 | DTEK Grids | Electricity | Satellite phones |  |  |  | China, Europe, North America. | pcs. | 250.00 |  |  | Ensuring communication between production teams and control centers in the absence of mobile communications in the area of ​​hostilities and in the "gray" zone
r_39307323_8 | DTEK ENERGY (coal) | Electricity | Diesel generator Matari MR70 - 68kW |  |  |  | Poland, Turkey, China, USA, Europe | pcs. | 2.00 |  |  | Temporary supply of voltage and compressed air to the control systems of lifting machines to ensure the lifting of people from the mine in case of a power outage, incl. stuck in the trunk in the lifting vessel. Specifications are attached.
r_39307323_9 | DTEK ENERGY (coal) | Electricity | Piston compressor Aircast СБ4/Ф-500.LT 100-11,0 - 11kW |  |  |  | Poland, Turkey, China, USA, Europe | pcs. | 2.00 |  |  | Temporary supply of voltage and compressed air to the control systems of lifting machines to ensure the lifting of people from the mine in case of a power outage, incl. stuck in the trunk in the lifting vessel. Specifications are attached.
r_39307323_10 | DTEK ENERGY (coal) | Electricity | Frequency converter 55 kW |  |  |  | Poland, Turkey, China, USA, Europe | pcs. | 2.00 |  |  | Temporary supply of voltage and compressed air to the control systems of lifting machines to ensure the lifting of people from the mine in case of a power outage, incl. stuck in the trunk in the lifting vessel. Specifications are attached.
r_39307323_11 | DTEK ENERGY (coal) | Electricity | Diesel generator 75 kW |  |  |  | Poland, Turkey, China, USA, Europe | pcs. | 2.00 |  |  | Temporary supply of voltage and compressed air to the control systems of lifting machines to ensure the lifting of people from the mine in case of a power outage, incl. stuck in the trunk in the lifting vessel. Specifications are attached.
r_39307323_12 | DTEK ENERGY (coal) | Electricity | Diesel generator Старт АД 60-Т400 - 60 kW - not produced |  |  |  | Poland, Turkey, China, USA, Europe | pcs. | 1.00 |  |  | Temporary supply of voltage and compressed air to the control systems of lifting machines to ensure the lifting of people from the mine in case of a power outage, incl. stuck in the trunk in the lifting vessel. Specifications are attached.
r_39307323_13 | DTEK ENERGY (coal) | Electricity | Piston compressor AIRCAST СБ4/Ф-500.LT100, 1400 liters/min, 7.5 kW |  |  |  | Poland, Turkey, China, USA, Europe | pcs. | 1.00 |  |  | Temporary supply of voltage and compressed air to the control systems of lifting machines to ensure the lifting of people from the mine in case of a power outage, incl. stuck in the trunk in the lifting vessel. Specifications are attached.
r_39307323_14 | DTEK ENERGY (coal) | Electricity | Diesel generator Matari MR 110; 105 kW |  |  |  | Poland, Turkey, China, USA, Europe | pcs. | 1.00 |  |  | Temporary supply of voltage and compressed air to the control systems of lifting machines to ensure the lifting of people from the mine in case of a power outage, incl. stuck in the trunk in the lifting vessel. Specifications are attached.
r_39307323_14 | DTEK ENERGY (coal) | Electricity | Diesel generator Matari MR 55; 55 kW |  |  |  | Poland, Turkey, China, USA, Europe | pcs. | 1.00 |  |  | Temporary supply of voltage and compressed air to the control systems of lifting machines to ensure the lifting of people from the mine in case of a power outage, incl. stuck in the trunk in the lifting vessel. Specifications are attached.
r_39307323_15 | DTEK ENERGY (coal) | Electricity | Compressor Matari M100 F75-3; 7,5 kW |  |  |  | Poland, Turkey, China, USA, Europe | pcs. | 1.00 |  |  | Temporary supply of voltage and compressed air to the control systems of lifting machines to ensure the lifting of people from the mine in case of a power outage, incl. stuck in the trunk in the lifting vessel. Specifications are attached.
r_39307323_16 | DTEK ENERGY (coal) | Electricity | Diesel generator Matari MR 18; 20 kW |  |  |  | Poland, Turkey, China, USA, Europe | pcs. | 1.00 |  |  | Temporary supply of voltage and compressed air to the control systems of lifting machines to ensure the lifting of people from the mine in case of a power outage, incl. stuck in the trunk in the lifting vessel. Specifications are attached.
r_39307323_16 | DTEK ENERGY (coal) | Electricity | Diesel generator Matary MR 110 |  |  |  | Poland, Turkey, China, USA, Europe | pcs. | 1.00 |  |  | Temporary supply of voltage and compressed air to the control systems of lifting machines to ensure the lifting of people from the mine in case of a power outage, incl. stuck in the trunk in the lifting vessel. Specifications are attached.
r_39307323_16 | DTEK ENERGY (coal) | Electricity | Diesel generator Matari MR 55; 55 kW |  |  |  | Poland, Turkey, China, USA, Europe | pcs. | 1.00 |  |  | Temporary supply of voltage and compressed air to the control systems of lifting machines to ensure the lifting of people from the mine in case of a power outage, incl. stuck in the trunk in the lifting vessel. Specifications are attached.
r_39307323_16 | DTEK ENERGY (coal) | Electricity | Diesel generator Matari MR 55; 55 kW |  |  |  | Poland, Turkey, China, USA, Europe | pcs. | 1.00 |  |  | Temporary supply of voltage and compressed air to the control systems of lifting machines to ensure the lifting of people from the mine in case of a power outage, incl. stuck in the trunk in the lifting vessel. Specifications are attached.
r_39307323_16 | DTEK ENERGY (coal) | Electricity | Diesel generator Konner&Sohnen KS 14-2DE ATSR |  |  |  | Poland, Turkey, China, USA, Europe | pcs. | 2.00 |  |  | Temporary supply of voltage and compressed air to the control systems of lifting machines to ensure the lifting of people from the mine in case of a power outage, incl. stuck in the trunk in the lifting vessel. Specifications are attached.
r_39307323_17 | DTEK ENERGY (coal) | Electricity | GenSet MPM 15/400 IC-L designed to provide electricity РУ-0.4kV |  |  |  | Poland, Turkey, China, USA, Europe | pcs. | 14.00 |  |  | Temporary supply of voltage and compressed air to the control systems of lifting machines to ensure the lifting of people from the mine in case of a power outage, incl. stuck in the trunk in the lifting vessel. Specifications are attached.
r_39307323_18 | DTEK ENERGY (coal) | Electricity | The diesel generator is intended for providing with power of RU-0.4 kV of the building of the lifting car in case of complete disappearance of power supply from power system. |  |  |  | Poland, Turkey, China, USA, Europe | pcs. | 1.00 |  |  | Temporary supply of voltage and compressed air to the control systems of lifting machines to ensure the lifting of people from the mine in case of a power outage, incl. stuck in the trunk in the lifting vessel. Specifications are attached.
r_39307323_19 | DTEK ENERGY (coal) | Electricity | 3-Phase Diesel Generator 380V 40kW |  |  |  | Poland, Turkey, China, USA, Europe | pcs. | 1.00 |  |  | Temporary supply of voltage and compressed air to the control systems of lifting machines to ensure the lifting of people from the mine in case of a power outage, incl. stuck in the trunk in the lifting vessel. Specifications are attached.
r_39307323_19 | DTEK ENERGY (coal) | Electricity | 3-Phase Diesel Generator 380V 50kW |  |  |  | Poland, Turkey, China, USA, Europe | pcs. | 1.00 |  |  | Temporary supply of voltage and compressed air to the control systems of lifting machines to ensure the lifting of people from the mine in case of a power outage, incl. stuck in the trunk in the lifting vessel. Specifications are attached.
r_39307323_19 | DTEK ENERGY (coal) | Electricity | 3-Phase Diesel Generator 380V 38kW |  |  |  | Poland, Turkey, China, USA, Europe | pcs. | 1.00 |  |  | Temporary supply of voltage and compressed air to the control systems of lifting machines to ensure the lifting of people from the mine in case of a power outage, incl. stuck in the trunk in the lifting vessel. Specifications are attached.
r_39307323_20 | DTEK ENERGY (coal) | Electricity | MECHANICAL CONNECTION SMT VINT |  |  |  | Europe, China, USA | КМП | 460.00 |  |  | For stitching belt conveyors involved in the transportation of coal.
r_39307323_21 | DTEK ENERGY (coal) | Electricity | CUTTER ZRW 7.80 |  |  |  | Germany, China, Poland, Europe | pcs. | 1624.83 |  |  | Cutting tool for shearers that perform coal mining work.
r_39307323_22 | DTEK ENERGY (coal) | Electricity | CUTTER ЗР 5-80 |  |  |  | Germany, China, Poland, Europe | pcs. | 1002.33 |  |  | Cutting tool for shearers that perform coal mining work.
r_39307323_22 | DTEK ENERGY (coal) | Electricity | CUTTER ЗР 7.80 |  |  |  | Germany, China, Poland, Europe | pcs. | 3190.67 |  |  | Cutting tool for shearers that perform coal mining work.
r_39307323_22 | DTEK ENERGY (coal) | Electricity | CUTTER ЗР4.80/18 ТМ |  |  |  | Germany, China, Poland, Europe | pcs. | 14358.00 |  |  | Cutting tool for shearers that perform coal mining work.
r_39307323_22 | DTEK ENERGY (coal) | Electricity | CUTTER ЗР 1.48 |  |  |  | Germany, China, Poland, Europe | pcs. | 1368.67 |  |  | Cutting tool for shearers that perform coal mining work.
r_39307323_23 | DTEK ENERGY (coal) | Electricity | POLYMER CAPSULE 25/300У |  |  |  | Germany, China, Poland, Europe | pcs. | 47228.83 |  |  | For mine workings: fastening of mine workings
r_39307323_23 | DTEK ENERGY (coal) | Electricity | POLYMER CAPSULE 25/600Н |  |  |  | Germany, China, Poland, Europe | pcs. | 100667.33 |  |  | For mine workings: fastening of mine workings
r_39307323_23 | DTEK ENERGY (coal) | Electricity | POLYMER CAPSULE COMBINE 25/700К |  |  |  | Germany, China, Poland, Europe | pcs. | 13754.50 |  |  | For mine workings: fastening of mine workings
r_39307323_24 | DTEK ENERGY (coal) | Electricity | IRON ORE CONCENTRATE |  |  |  | Europe, China, USA | tonne | 740.46 |  |  | Necessary for coal enrichment for mines: participates in the technological process of coal enrichment for subsequent shipment of coal to thermal power plants.
r_39307323_25 | DTEK ENERGY (coal) | Electricity | STEEL ARCH SUPPORT КШПУ-11,0(СВП-22) |  |  |  | Poland, Turkey, China, USA, Europe | КМП | 1100.50 |  |  | For mine workings: fastening of mine workings
r_39307323_25 | DTEK ENERGY (coal) | Electricity | STEEL ARCH SUPPORT КШПУ-11,7(СВП-22) |  |  |  | Poland, Turkey, China, USA, Europe | КМП | 1479.67 |  |  | For mine workings: fastening of mine workings
r_39307323_25 | DTEK ENERGY (coal) | Electricity | STEEL ARCH SUPPORT КШПУ-11,7(СВП-27) |  |  |  | Poland, Turkey, China, USA, Europe | КМП | 1109.83 |  |  | For mine workings: fastening of mine workings
r_39307323_25 | DTEK ENERGY (coal) | Electricity | STEEL ARCH SUPPORT КШПУ-13,6(СВП-27) |  |  |  | Poland, Turkey, China, USA, Europe | КМП | 716.17 |  |  | For mine workings: fastening of mine workings
r_39307323_25 | DTEK ENERGY (coal) | Electricity | STEEL ARCH SUPPORT КШПУ-14,4(СВП-27) |  |  |  | Poland, Turkey, China, USA, Europe | КМП | 4160.17 |  |  | For mine workings: fastening of mine workings
r_39307323_25 | DTEK ENERGY (coal) | Electricity | STEEL ARCH SUPPORT КШПУ-15,0(СВП-27) |  |  |  | Poland, Turkey, China, USA, Europe | КМП | 470.00 |  |  | For mine workings: fastening of mine workings
r_39307323_25 | DTEK ENERGY (coal) | Electricity | STEEL ARCH SUPPORT КШПУ-17,7(СВП-27) |  |  |  | Poland, Turkey, China, USA, Europe | КМП | 2475.83 |  |  | For mine workings: fastening of mine workings
r_39307323_25 | DTEK ENERGY (coal) | Electricity | STEEL ARCH SUPPORT КШПУ-20,2(СВП-27) |  |  |  | Poland, Turkey, China, USA, Europe | КМП | 249.00 |  |  | For mine workings: fastening of mine workings
r_39307323_26 | DTEK ENERGY (coal) | Electricity | Сonnecting finger link 26x92 class D FASIN |  |  |  | Europe, China, USA | pcs. | 136.67 |  |  | Connecting link for traction chains of cleaning combines for coal mining.
r_39307323_27 | DTEK ENERGY (coal) | Electricity | WOODEN BEAM Ф14-19СМ L2,8М |  |  |  | Europe | М3 | 80.00 |  |  | Fastening of stopes during coal mining
r_39307323_27 | DTEK ENERGY (coal) | Electricity | WOODEN BEAM Ф14-19СМ L2М |  |  |  | Europe | М3 | 228.63 |  |  | Fastening of stopes during coal mining
r_39307323_27 | DTEK ENERGY (coal) | Electricity | WOODEN BEAM Ф14-19СМ L3,8М |  |  |  | Europe | М3 | 3165.92 |  |  | Fastening of stopes during coal mining
r_39307323_27 | DTEK ENERGY (coal) | Electricity | WOODEN BEAM Ф14-19СМ L3М |  |  |  | Europe | М3 | 627.50 |  |  | Fastening of stopes during coal mining
r_39307323_27 | DTEK ENERGY (coal) | Electricity | WOODEN BEAM Ф14-19СМ L4М |  |  |  | Europe | М3 | 233208 |  |  | Fastening of stopes during coal mining
r_39307323_28 | DTEK ENERGY (coal) | Electricity | CLIP 1В20/10 |  |  |  | Europe, China | pcs. | 230.00 |  |  | To replace worn elements on pumps when pumping water in a mine
r_39307323_29 | DTEK ENERGY (coal) | Electricity | REPAIR KIT 1В20/10 |  |  |  | Europe, China | pcs. | 18.67 |  |  | To replace worn elements on pumps when pumping water in a mine
r_39307323_30 | DTEK ENERGY (coal) | Electricity | CUTTER ARMOBIT 32.88.60.75 |  |  |  | Europe, China, USA | pcs. | 177.00 |  |  | Cutting tool for roadheaders that carry out workings for the input stopes.
r_39307323_30 | DTEK ENERGY (coal) | Electricity | CUTTER AWR 32.88.60.75/18 KM |  |  |  | Europe, China, USA | pcs. | 1039.33 |  |  | Cutting tool for roadheaders that carry out workings for the input stopes.
r_39307323_30 | DTEK ENERGY (coal) | Electricity | CUTTER ARMOBIT 32.88.60.90 |  |  |  | Europe, China, USA | pcs. | 458.67 |  |  | Cutting tool for roadheaders that carry out workings for the input stopes.
r_39307323_30 | DTEK ENERGY (coal) | Electricity | CUTTER BF58 145Х38Х22 |  |  |  | Europe, China, USA | pcs. | 1972.33 |  |  | Cutting tool for roadheaders that carry out workings for the input stopes.
r_39307323_30 | DTEK ENERGY (coal) | Electricity | CUTTER BG32P-22.5570 (BSR246) |  |  |  | Europe, China, USA | pcs. | 1193.83 |  |  | Cutting tool for roadheaders that carry out workings for the input stopes.
r_39307323_30 | DTEK ENERGY (coal) | Electricity | CUTTER BG32Р-19.5590(BSR270) |  |  |  | Europe, China, USA | pcs. | 329.00 |  |  | Cutting tool for roadheaders that carry out workings for the input stopes.
r_39307323_30 | DTEK ENERGY (coal) | Electricity | CUTTER КСП 32.00.00.100 |  |  |  | Europe, China, USA | pcs. | 859.50 |  |  | Cutting tool for roadheaders that carry out workings for the input stopes.
r_39307323_30 | DTEK ENERGY (coal) | Electricity | CUTTER РПП 2М |  |  |  | Europe, China, USA | pcs. | 7.50 |  |  | Cutting tool for roadheaders that carry out workings for the input stopes.
r_39307323_31 | DTEK ENERGY (coal) | Electricity | Log f10-13cm L4М |  |  |  | Europe, China, USA | М3 | 837.95 |  |  | Cutting tool for roadheaders that carry out workings for the input stopes.
r_39307323_32 | DTEK ENERGY (coal) | Electricity | HEADLIGHT СВГ-6 |  |  |  | Poland, Turkey, China, USA, Europe | pcs. | 453.00 |  |  | Ensuring the safety of miners (personal lighting of mine workers)
r_39307323_33 | DTEK ENERGY (coal) | Electricity | MINE SUPPORT MESH 1,0Х1,0 CONYLATED |  |  |  | Poland, Turkey, China, USA, Europe | pcs. | 11320.83 |  |  | Tightening boards during mine workings for subsequent coal mining
r_39307323_33 | DTEK ENERGY (coal) | Electricity | MINE SUPPORT MESH 1,0Х1,2 |  |  |  | Poland, Turkey, China, USA, Europe | pcs. | 18425.83 |  |  | Tightening boards during mine workings for subsequent coal mining
r_39307323_33 | DTEK ENERGY (coal) | Electricity | MINE SUPPORT MESH 1,0Х2,0 |  |  |  | Poland, Turkey, China, USA, Europe | pcs. | 13769.17 |  |  | Tightening boards during mine workings for subsequent coal mining
r_39307323_34 | DTEK ENERGY (coal) | Electricity | PIPE 159Х4,5 СТ3 |  |  |  | Poland, Turkey, China, USA, Europe | tonne | 7.00 |  |  | Water supply in fire fighting stations during mine workings, followed by coal mining.
r_39307323_35 | DTEK ENERGY (coal) | Electricity | PIPELINE ПШ 150-159.3-4,5.10000АНТ/П |  |  |  | Poland, Turkey, China, USA, Europe | pcs. | 970.33 |  |  | Water supply in fire fighting stations during mine workings, followed by coal mining.
r_39307323_36 | DTEK ENERGY (coal) | Electricity | Fire protection filter RPA PPE FP-210 |  |  |  | Poland, Turkey, China, USA, Europe | pcs. | 189022.17 |  |  | Means for respiratory protection of miners
r_39307323_37 | DTEK ENERGY (coal) | Electricity | DRILL ROD S19 L1,0М |  |  |  | Poland, Turkey, China, USA, Europe | pcs. | 48.67 |  |  | Drilling of anchors during mine workings and their fastening
r_39307323_37 | DTEK ENERGY (coal) | Electricity | DRILL ROD S19 L1,8М |  |  |  | Poland, Turkey, China, USA, Europe | pcs. | 44.33 |  |  | Drilling of anchors during mine workings and their fastening
r_39307323_37 | DTEK ENERGY (coal) | Electricity | DRILL ROD S19 L2,4М |  |  |  | Poland, Turkey, China, USA, Europe | pcs. | 106.67 |  |  | Drilling of anchors during mine workings and their fastening
r_39307323_38 | DTEK ENERGY (coal) | Electricity | SPIRAL TWIST DRILL ROD Ф27 L1,0М |  |  |  | Poland, Turkey, China, USA, Europe | pcs. | 128.33 |  |  | Drilling of anchors during mine workings and their fastening
r_39307323_38 | DTEK ENERGY (coal) | Electricity | SPIRAL TWIST DRILL ROD Ф28 L1,8М |  |  |  | Poland, Turkey, China, USA, Europe | pcs. | 93.17 |  |  | Drilling of anchors during mine workings and their fastening
r_39307323_38 | DTEK ENERGY (coal) | Electricity | SPIRAL TWIST DRILL ROD Ф28 L2,4М |  |  |  | Poland, Turkey, China, USA, Europe | pcs. | 300.83 |  |  | Drilling of anchors during mine workings and their fastening
r_39307323_39 | DTEK ENERGY (coal) | Electricity | DRILL ROD S22 R17 L6M |  |  |  | Poland, Turkey, China, USA, Europe | pcs. | 8.67 |  |  | Drilling of anchors during mine workings and their fastening
r_39307323_40 | DTEK ENERGY (coal) | Electricity | TRACTION CHAIN 26Х92 CLASS D3 |  |  |  | Poland, Turkey, China, USA, Europe | m | 4960.00 |  |  | Equipping scraper conveyor chains for transporting coal during mining and traction chains for coal mining combines
r_39307323_41 | DTEK ENERGY (coal) | Electricity | TWO-CHAIN ROUTE 24Х86РКЛ.D3-3Х2Х11-480 |  |  |  | Poland, Turkey, China, USA, Europe | m | 2400.00 |  |  | Equipping scraper conveyor chains for transporting coal during mining and traction chains for coal mining combines
r_39307323_42 | DTEK ENERGY (coal) | Electricity | TRACTION CHAIN 30Х108 CLASS D3 FASING |  |  |  | Poland, Turkey, China, USA, Europe | m | 2480.00 |  |  | Equipping scraper conveyor chains for transporting coal during mining and traction chains for coal mining combines
r_39307323_43 | DTEK ENERGY (coal) | Electricity | Сonnecting finger link 26x92 class D FASIN |  |  |  | Europe, China, USA | pcs. | 800.00 |  |  | Equipping scraper conveyor chains for transporting coal during mining and traction chains for coal mining combines
r_39307323_43 | DTEK ENERGY (coal) | Electricity | Сonnecting finger link 30х108 class D FASIN |  |  |  | Poland, Turkey, China, USA, Europe | pcs. | 250.00 |  |  | Equipping scraper conveyor chains for transporting coal during mining and traction chains for coal mining combines
r_39307323_44 | DTEK ENERGY (coal) | Electricity | Lock for two-chain route 24Х86 CLASS D FASIN (СП26У.21.00.002 (frog)) |  |  |  | Poland, Turkey, China, USA, Europe | pcs. | 1000.00 |  |  | Equipping scraper conveyor chains for transporting coal during mining and traction chains for coal mining combines
r_39307323_45 | DTEK ENERGY (coal) | Electricity | ASSEMBLY LINE 2.2 ТК-200-1400Х5-5/2 |  |  |  | Poland, Turkey, China, USA, Europe | sq.m | 50.00 |  |  | Ensuring the operation of belt conveyors that transport coal.
r_39307323_45 | DTEK ENERGY (coal) | Electricity | ASSEMBLY LINE 2,1-1600-7ТК200-2-8-3-Б-РБ |  |  |  | Poland, Turkey, China, USA, Europe | sq.m | 50.00 |  |  | Ensuring the operation of belt conveyors that transport coal.
r_39307323_45 | DTEK ENERGY (coal) | Electricity | ASSEMBLY LINE 2.2-1000-5-ТК-200-2-5-2-И-РБ |  |  |  | Poland, Turkey, China, USA, Europe | sq.m | 75.00 |  |  | Ensuring the operation of belt conveyors that transport coal.
r_39307323_45 | DTEK ENERGY (coal) | Electricity | ASSEMBLY LINE.1400 GTP EP 1000/5 4,5+3,5V |  |  |  | Poland, Turkey, China, USA, Europe | sq.m | 250.00 |  |  | Ensuring the operation of belt conveyors that transport coal.
r_39307323_45 | DTEK ENERGY (coal) | Electricity | ASSEMBLY LINE.1200 GTP EP 1000/5 4,5+3,5 |  |  |  | Poland, Turkey, China, USA, Europe | sq.m | 250.00 |  |  | Ensuring the operation of belt conveyors that transport coal.
r_39307323_45 | DTEK ENERGY (coal) | Electricity | ASSEMBLY LINE 2.2 –1200-5 ТК-200-2-5-2 |  |  |  | Poland, Turkey, China, USA, Europe | m | 50.00 |  |  | Ensuring the operation of belt conveyors that transport coal.
r_39307323_45 | DTEK ENERGY (coal) | Electricity | ASSEMBLY LINE 1400 TZ 1000/5 PP 5+2 |  |  |  | Poland, Turkey, China, USA, Europe | sq.m | 150.00 |  |  | Ensuring the operation of belt conveyors that transport coal.
r_39307323_46 | DTEK ENERGY (coal) | Electricity | VENTILATION DUCT Ф1000 20М |  |  |  | Poland, Turkey, China, USA, Europe | m | 1453.08 |  |  | Air supply for ventilation in the faces during mining with subsequent coal mining.
r_39307323_47 | DTEK ENERGY (coal) | Electricity | MINE VENTILATION DUCT Ф1000 100ПМ |  |  |  | Poland, Turkey, China, USA, Europe | m | 1525.00 |  |  | Air supply for ventilation in the faces during mining with subsequent coal mining.
r_39307323_48 | DTEK ENERGY (coal) | Electricity | FLEXIBLE MINE VENTILATION DUCT Ф1000 |  |  |  | Poland, Turkey, China, USA, Europe | m | 279.17 |  |  | Air supply for ventilation in the faces during mining with subsequent coal mining.
r_39307323_48 | DTEK ENERGY (coal) | Electricity | FLEXIBLE MINE VENTILATION DUCT 800ММ |  |  |  | Poland, Turkey, China, USA, Europe | m | 58.33 |  |  | Air supply for ventilation in the faces during mining with subsequent coal mining.
r_39307323_49 | DTEK ENERGY (coal) | Electricity | VENTILATION DUCT Ф800 |  |  |  | Poland, Turkey, China, USA, Europe | m | 1293.33 |  |  | Air supply for ventilation in the faces during mining with subsequent coal mining.
r_39307323_49 | DTEK ENERGY (coal) | Electricity | VENTILATION DUCT Ф800 100М |  |  |  | Poland, Turkey, China, USA, Europe | m | 1120.00 |  |  | Air supply for ventilation in the faces during mining with subsequent coal mining.
r_39307323_50 | DTEK ENERGY (coal) | Electricity | ANCHOR METAL COTTER PINS №22 2,4М СБ Т22(27)Ш133Х133 |  |  |  | Poland, Turkey, China, USA, Europe | pcs. | 4962.17 |  |  | Air supply for ventilation in the faces during mining with subsequent coal mining.
r_39307323_50 | DTEK ENERGY (coal) | Electricity | ANCHOR METAL COTTER PINS №22 1,5М СБ Т22(27)Ш133Х133 |  |  |  | Poland, Turkey, China, USA, Europe | pcs. | 2168.33 |  |  | Air supply for ventilation in the faces during mining with subsequent coal mining.
r_39307323_51 | DTEK ENERGY (coal) | Electricity | ANCHOR IRMA 110 L2,0М |  |  |  | Poland, Turkey, China, USA, Europe | pcs. | 131.17 |  |  | Air supply for ventilation in the faces during mining with subsequent coal mining.
r_39307323_52 | DTEK ENERGY (coal) | Electricity | ELECTRODE АНО-4 Ф3 |  |  |  | Poland, Turkey, China, USA, Europe | kg | 450.00 |  |  | Conducting welding work during the repair of coal mining equipment
r_39307323_52 | DTEK ENERGY (coal) | Electricity | ELECTRODE АНО-4 Ф5 |  |  |  | Poland, Turkey, China, USA, Europe | kg | 2315.00 |  |  | Conducting welding work during the repair of coal mining equipment
r_39307323_52 | DTEK ENERGY (coal) | Electricity | ELECTRODE 13/55 Ф4 ГОСТ 9466-75 |  |  |  | Poland, Turkey, China, USA, Europe | kg | 678.50 |  |  | Conducting welding work during the repair of coal mining equipment
r_39307323_53 | DTEK ENERGY (coal) | Electricity | GATE VALVE ДУ32 ЧП(PRESSURE) |  |  |  | Poland, Turkey, China, USA, Europe | pcs. | 650.83 |  |  | Assembly of powered roof supports for new coal mining faces. Replacement of failed lining sections in coal mining faces.
r_39307323_53 | DTEK ENERGY (coal) | Electricity | GATE VALVE ДУ12 РП |  |  |  | Poland, Turkey, China, USA, Europe | pcs. | 183.33 |  |  | Assembly of powered roof supports for new coal mining faces. Replacement of failed lining sections in coal mining faces.
r_39307323_53 | DTEK ENERGY (coal) | Electricity | GATE VALVE ДУ12 РУ |  |  |  | Poland, Turkey, China, USA, Europe | pcs. | 490.17 |  |  | Assembly of powered roof supports for new coal mining faces. Replacement of failed lining sections in coal mining faces.
r_39307323_53 | DTEK ENERGY (coal) | Electricity | GATE VALVE ДУ12 ЧП |  |  |  | Poland, Turkey, China, USA, Europe | pcs. | 12894.67 |  |  | Assembly of powered roof supports for new coal mining faces. Replacement of failed lining sections in coal mining faces.
r_39307323_53 | DTEK ENERGY (coal) | Electricity | GATE VALVE ДУ20 РП |  |  |  | Poland, Turkey, China, USA, Europe | pcs. | 279.17 |  |  | Assembly of powered roof supports for new coal mining faces. Replacement of failed lining sections in coal mining faces.
r_39307323_53 | DTEK ENERGY (coal) | Electricity | GATE VALVE ДУ25 ЧП |  |  |  | Poland, Turkey, China, USA, Europe | pcs. | 1121.50 |  |  | Assembly of powered roof supports for new coal mining faces. Replacement of failed lining sections in coal mining faces.
r_39307323_53 | DTEK ENERGY (coal) | Electricity | GATE VALVE ДУ8 ЧП |  |  |  | Poland, Turkey, China, USA, Europe | pcs. | 2907.83 |  |  | Assembly of powered roof supports for new coal mining faces. Replacement of failed lining sections in coal mining faces.
r_39307323_54 | DTEK ENERGY (coal) | Electricity | ROPE 22,5 ДСТУ 2688-80 |  |  |  | Poland, Turkey, China, USA, Europe | kg | 35.22 |  |  | Floor roads, for organizing transport along the equipment shaft, people on floor roads.
r_39307323_55 | DTEK ENERGY (coal) | Electricity | METAL WHEEL 12 СТ3 |  |  |  | Poland, Turkey, China, USA, Europe | tonne | 0.61 |  |  | Mining equipment repair tool
r_39307323_56 | DTEK ENERGY (coal) | Electricity | CUT-OFF WHEEL 14А 125Х1,0Х22,2 METAL |  |  |  | Poland, Turkey, China, USA, Europe | pcs. | 125.83 |  |  | Mining equipment repair tool
r_39307323_56 | DTEK ENERGY (coal) | Electricity | CUT-OFF WHEEL 14А 125Х1,2Х22,2 METAL |  |  |  | Poland, Turkey, China, USA, Europe | pcs. | 113.67 |  |  | Mining equipment repair tool
r_39307323_56 | DTEK ENERGY (coal) | Electricity | CUT-OFF WHEEL 14А 125Х2Х22,2 METAL |  |  |  | Poland, Turkey, China, USA, Europe | pcs. | 106.83 |  |  | Mining equipment repair tool
r_39307323_56 | DTEK ENERGY (coal) | Electricity | CUT-OFF WHEEL 14А 180Х1,6Х22 |  |  |  | Poland, Turkey, China, USA, Europe | pcs. | 181.33 |  |  | Mining equipment repair tool
r_39307323_56 | DTEK ENERGY (coal) | Electricity | CUT-OFF WHEEL 14А 180Х2,5Х22 METAL |  |  |  | Poland, Turkey, China, USA, Europe | pcs. | 70.83 |  |  | Mining equipment repair tool
r_39307323_56 | DTEK ENERGY (coal) | Electricity | CUT-OFF WHEEL 14А 180Х2Х22 METAL |  |  |  | Poland, Turkey, China, USA, Europe | pcs. | 339.67 |  |  | Mining equipment repair tool
r_39307323_56 | DTEK ENERGY (coal) | Electricity | CUT-OFF WHEEL 14А 230Х2,5Х22 METAL |  |  |  | Poland, Turkey, China, USA, Europe | pcs. | 552.33 |  |  | Mining equipment repair tool
r_39307323_56 | DTEK ENERGY (coal) | Electricity | CUT-OFF WHEEL 14А 230Х2Х22 METAL |  |  |  | Poland, Turkey, China, USA, Europe | pcs. | 453.83 |  |  | Mining equipment repair tool
r_39307323_56 | DTEK ENERGY (coal) | Electricity | CUT-OFF WHEEL 14А 230Х3Х22 METAL |  |  |  | Poland, Turkey, China, USA, Europe | pcs. | 27.00 |  |  | Mining equipment repair tool
r_39307323_57 | DTEK ENERGY (coal) | Electricity | GRINDING WHEEL ARMORED 14А 230Х6Х22 |  |  |  | Poland, Turkey, China, USA, Europe | pcs. | 39.67 |  |  | Mining equipment repair tool
r_39307323_58 | DTEK ENERGY (coal) | Electricity | STEEL SHEET 10 СТS355J2 |  |  |  | Poland, Turkey, China, USA, Europe | tonne | 1.95 |  |  | Repair of metal structures of lining sections in new coal mining faces
r_39307323_58 | DTEK ENERGY (coal) | Electricity | STEEL SHEET 2 СТ3 |  |  |  | Poland, Turkey, China, USA, Europe | tonne | 0.81 |  |  | Repair of metal structures of lining sections in new coal mining faces
r_39307323_58 | DTEK ENERGY (coal) | Electricity | STEEL SHEET 4 СТ3 |  |  |  | Poland, Turkey, China, USA, Europe | tonne | 5.45 |  |  | Repair of metal structures of lining sections in new coal mining faces
r_39307323_58 | DTEK ENERGY (coal) | Electricity | STEEL SHEET 10 СТ3 |  |  |  | Poland, Turkey, China, USA, Europe | tonne | 7.62 |  |  | Repair of metal structures of lining sections in new coal mining faces
r_39307323_58 | DTEK ENERGY (coal) | Electricity | STEEL SHEET 3 СТ3 |  |  |  | Poland, Turkey, China, USA, Europe | tonne | 2022-10-04 |  |  | Repair of metal structures of lining sections in new coal mining faces
r_39307323_58 | DTEK ENERGY (coal) | Electricity | STEEL SHEET 6 СТ3 |  |  |  | Poland, Turkey, China, USA, Europe | tonne | 1.38 |  |  | Repair of metal structures of lining sections in new coal mining faces
r_39307323_58 | DTEK ENERGY (coal) | Electricity | STEEL SHEET 8 СТ3 |  |  |  | Poland, Turkey, China, USA, Europe | tonne | 1.97 |  |  | Repair of metal structures of lining sections in new coal mining faces
r_39307323_59 | DTEK ENERGY (coal) | Electricity | CABLE MASTIC МБ 70/60 |  |  |  | Poland, Turkey, China, USA, Europe | kg | 1811.50 |  |  | Repair of cable in mines for supplying voltage to coal mining equipment
r_39307323_60 | DTEK ENERGY (coal) | Electricity | Repair Kit РН-3 |  |  |  | Poland, Turkey, China, USA, Europe | КМП | 51.67 |  |  | Repair of cable in mines for supplying voltage to coal mining equipment
r_39307323_60 | DTEK ENERGY (coal) | Electricity | REPAIR KIT РН-2 |  |  |  | Poland, Turkey, China, USA, Europe | КМП | 37.17 |  |  | Repair of cable in mines for supplying voltage to coal mining equipment
r_39307323_60 | DTEK ENERGY (coal) | Electricity | REPAIR KIT РН-3-33 |  |  |  | Poland, Turkey, China, USA, Europe | pcs. | 21.17 |  |  | Repair of cable in mines for supplying voltage to coal mining equipment
r_39307323_61 | DTEK ENERGY (coal) | Electricity | PUMP НШ 10М-3 |  |  |  | Poland, Turkey, China, USA, Europe | pcs. | 10.00 |  |  | For the repair of mining equipment (replacement in hydraulic systems)
r_39307323_61 | DTEK ENERGY (coal) | Electricity | PUMP НШ 10М-ЗЛ |  |  |  | Poland, Turkey, China, USA, Europe | pcs. | 3.00 |  |  | For the repair of mining equipment (replacement in hydraulic systems)
r_39307323_61 | DTEK ENERGY (coal) | Electricity | PUMP НШ 50А-3Л |  |  |  | Poland, Turkey, China, USA, Europe | pcs. | 7.00 |  |  | For the repair of mining equipment (replacement in hydraulic systems)
r_39307323_61 | DTEK ENERGY (coal) | Electricity | PUMP НШ 50М-4Л |  |  |  | Poland, Turkey, China, USA, Europe | pcs. | 27.00 |  |  | For the repair of mining equipment (replacement in hydraulic systems)
r_39307323_62 | DTEK ENERGY (coal) | Electricity | NEPHRAS 80/120 |  |  |  | Poland, Turkey, China, USA, Europe | kg | 89.44 |  |  | For the repair of mining equipment (replacement in hydraulic systems)
r_39307323_62 | DTEK ENERGY (coal) | Electricity | NEPHRAS Д |  |  |  | Poland, Turkey, China, USA, Europe | tonne | 0.27 |  |  | For the repair of mining equipment (replacement in hydraulic systems)
r_39307323_62 | DTEK ENERGY (coal) | Electricity | NEPHRAS С2-80/120 |  |  |  | Poland, Turkey, China, USA, Europe | tonne | 0.03 |  |  | For the repair of mining equipment (replacement in hydraulic systems)
r_39307323_63 | DTEK ENERGY (coal) | Electricity | SLEEVE В/Т 4SP 12 |  |  |  | Poland, Turkey, China, USA, Europe | m | 11110.83 |  |  | Assembly of powered roof supports for new coal mining faces. Replacement of failed lining sections in coal mining faces.
r_39307323_63 | DTEK ENERGY (coal) | Electricity | SLEEVE В/Т 4SP 25 |  |  |  | Poland, Turkey, China, USA, Europe | m | 2445.98 |  |  | Assembly of powered roof supports for new coal mining faces. Replacement of failed lining sections in coal mining faces.
r_39307323_63 | DTEK ENERGY (coal) | Electricity | SLEEVE В/Т 2SN 12 |  |  |  | Poland, Turkey, China, USA, Europe | m | 1234.25 |  |  | Assembly of powered roof supports for new coal mining faces. Replacement of failed lining sections in coal mining faces.
r_39307323_63 | DTEK ENERGY (coal) | Electricity | SLEEVE В/Т 2SN 16 |  |  |  | Poland, Turkey, China, USA, Europe | m | 381.67 |  |  | Assembly of powered roof supports for new coal mining faces. Replacement of failed lining sections in coal mining faces.
r_39307323_63 | DTEK ENERGY (coal) | Electricity | SLEEVE В/Т 2SN 20 |  |  |  | Poland, Turkey, China, USA, Europe | m | 555.00 |  |  | Assembly of powered roof supports for new coal mining faces. Replacement of failed lining sections in coal mining faces.
r_39307323_63 | DTEK ENERGY (coal) | Electricity | SLEEVE В/Т 2SN 8 |  |  |  | Poland, Turkey, China, USA, Europe | m | 1234.73 |  |  | Assembly of powered roof supports for new coal mining faces. Replacement of failed lining sections in coal mining faces.
r_39307323_63 | DTEK ENERGY (coal) | Electricity | SLEEVE В/Т 4SP 20 |  |  |  | Poland, Turkey, China, USA, Europe | m | 1057.50 |  |  | Assembly of powered roof supports for new coal mining faces. Replacement of failed lining sections in coal mining faces.
r_39307323_64 | DTEK ENERGY (coal) | Electricity | PIPE П/Е 50 SDR21 50Х2,4 РУ0,6 ПЕ80 |  |  |  | Poland, Turkey, China, USA, Europe | m | 1353.25 |  |  | Supply of compressed air to the mine to perform technological operations in coal mining
r_39307323_64 | DTEK ENERGY (coal) | Electricity | PIPE П/Е 75 SDR21 75Х3,6 PУ0,6 ПЕ80 |  |  |  | Poland, Turkey, China, USA, Europe | m | 3231.00 |  |  | Supply of compressed air to the mine to perform technological operations in coal mining
r_39307323_64 | DTEK ENERGY (coal) | Electricity | PIPE П/Е 75Х5,6 SDR13,6 РУ1,0 ПЕ80 |  |  |  | Poland, Turkey, China, USA, Europe | m | 8086.17 |  |  | Supply of compressed air to the mine to perform technological operations in coal mining
r_39307323_65 | DTEK ENERGY (coal) | Electricity | MINE ASSEMBLY LINE 1000-1250 |  |  |  | Poland, Turkey, China, USA, Europe | sq.m | 2000.00 |  |  | Ensuring the operation of belt conveyors that transport coal.
r_39307323_66 | DTEK ENERGY (coal) | Electricity | ROPE 25,5 ДСТУ 3077-80 |  |  |  | Poland, Turkey, China, USA, Europe | m | 2000.00 |  |  | Floor roads, for organizing transport along the equipment shaft, people on floor roads.
r_39307323_67 | DTEK ENERGY (coal) | Electricity | GLUE ERKADOLL(КОМП А) |  |  |  | Poland, Turkey, China, USA, Europe | kg | 3065.00 |  |  | For strengthening the rock mass during clearing operations
r_39307323_67 | DTEK ENERGY (coal) | Electricity | GLUE ERKODUR(КОМП B) |  |  |  | Poland, Turkey, China, USA, Europe | kg | 3675.00 |  |  | For strengthening the rock mass during clearing operations
r_39307323_68 | DTEK ENERGY (coal) | Electricity | ASSEMBLY LINE 2ШТС(ТГ)1000-5-ЄР-200-4,5-3,5-ТЗ |  |  |  | Poland, Turkey, China, USA, Europe | sq.m | 60.50 |  |  | Ensuring the operation of belt conveyors that transport coal.
r_39307323_69 | DTEK ENERGY (coal) | Electricity | MINE ASSEMBLY LINE 1200-1000 |  |  |  | Poland, Turkey, China, USA, Europe | sq.m | 206.50 |  |  | Ensuring the operation of belt conveyors that transport coal.
r_39307323_69 | DTEK ENERGY (coal) | Electricity | MINE ASSEMBLY LINE 800-800 |  |  |  | Poland, Turkey, China, USA, Europe | sq.m | 25.42 |  |  | Ensuring the operation of belt conveyors that transport coal.
r_39307323_69 | DTEK ENERGY (coal) | Electricity | MINE ASSEMBLY LINE 1000-1000 |  |  |  | Poland, Turkey, China, USA, Europe | sq.m | 2779.25 |  |  | Ensuring the operation of belt conveyors that transport coal.
r_39307323_70 | DTEK ENERGY (coal) | Electricity | ASSEMBLY LINE ГОР 1400ММ 1000Н/ММ4,5/3,5 |  |  |  | Poland, Turkey, China, USA, Europe | sq.m | 129.93 |  |  | Ensuring the operation of belt conveyors that transport coal.
r_39307323_70 | DTEK ENERGY (coal) | Electricity | ASSEMBLY LINE ШКВ 1200ММ 1000 Н/ММ 4,5/3,5 |  |  |  | Poland, Turkey, China, USA, Europe | sq.m | 128.92 |  |  | Ensuring the operation of belt conveyors that transport coal.
r_39307323_70 | DTEK ENERGY (coal) | Electricity | MINE ASSEMBLY LINE 1000-1250 |  |  |  | Poland, Turkey, China, USA, Europe | sq.m | 682.06 |  |  | Ensuring the operation of belt conveyors that transport coal.
r_39307323_70 | DTEK ENERGY (coal) | Electricity | ASSEMBLY LINE ШКВ 1000ММ 1000 Н/ММ 4,5/3,5 |  |  |  | Poland, Turkey, China, USA, Europe | sq.m | 27.42 |  |  | Ensuring the operation of belt conveyors that transport coal.
r_39307323_70 | DTEK ENERGY (coal) | Electricity | MINE ASSEMBLY LINE 1000-2000 |  |  |  | Poland, Turkey, China, USA, Europe | sq.m | 269.33 |  |  | Ensuring the operation of belt conveyors that transport coal.
r_39307323_71 | DTEK ENERGY (coal) | Electricity | CABLE ВЭВББШВ-6 3Х70+1Х10 |  |  |  | Poland, Turkey, China, USA, Europe | kg | 0.86 |  |  | For mining and repair of mining equipment
r_39307323_71 | DTEK ENERGY (coal) | Electricity | CABLE КСША 4Х0,6(ТАШС 1Х4Х0,64) |  |  |  | Poland, Turkey, China, USA, Europe | kg | 16.20 |  |  | For mining and repair of mining equipment
r_39307323_71 | DTEK ENERGY (coal) | Electricity | CABLE КТПЭПШВ 10Х2Х0,7(ТППШВ 10Х2Х0,64) |  |  |  | Poland, Turkey, China, USA, Europe | kg | 6.56 |  |  | For mining and repair of mining equipment
r_39307323_71 | DTEK ENERGY (coal) | Electricity | CABLE КТПЭПШВ 20Х2Х0,7(ТППШВ 20Х2Х0,64) |  |  |  | Poland, Turkey, China, USA, Europe | kg | 1.69 |  |  | For mining and repair of mining equipment
r_39307323_71 | DTEK ENERGY (coal) | Electricity | CABLE КГЭШ 3Х50+1Х10+3Х4 |  |  |  | Poland, Turkey, China, USA, Europe | kg | 0.89 |  |  | For mining and repair of mining equipment
r_39307323_71 | DTEK ENERGY (coal) | Electricity | CABLE КСША 1Х4Х0,6 |  |  |  | Poland, Turkey, China, USA, Europe | kg | 2022-07-04 |  |  | For mining and repair of mining equipment
r_39307323_71 | DTEK ENERGY (coal) | Electricity | CABLE КШВЭББШВ6 3Х95+1Х35(ВЭВББШВ6 3Х95+1Х10) |  |  |  | Poland, Turkey, China, USA, Europe | kg | 1.13 |  |  | For mining and repair of mining equipment
r_39307323_72 | DTEK ENERGY (generation) | Electricity | Diesel-powered motor pumps with a capacity of 150/200 m3/hour |  |  |  |  | pcs. | 16.00 |  |  | For pumping of ground and process water from negative elevations of machine rooms in case of stations shutdown with loss of electrical auxiliary needs
r_39307323_72 | DTEK ENERGY (generation) | Electricity | Diesel generators starting from 40kW 380V |  |  |  |  | pcs. | 16.00 |  |  | In case of loss of electrical it is needed for power supply of compressor stations with air of switches of different voltage class
r_39307323_72 | DTEK ENERGY (generation) | Electricity | Diesel generators 25 kW 380/220 kV |  |  |  |  | pcs. | 32.00 |  |  | To provide drive of submersible pumps during station shutdown with loss of electrical auxiliary needs
r_39307323_73 | DTEK ENERGY (generation) | Electricity | Submersible pumps with performance 16÷25 of m3/hour a pressure 1÷1,6 of kgf/cm2 |  |  |  |  | pcs. | 40.00 |  |  | Submersible pumps are required to pump groundwater from the underground galleries of the solid fuel supply path to production from the warehouse or wagons
r_39307323_74 | DTEK ENERGY (generation) | Electricity | Mobile complex for the preparation of drinking water 20m3 per day |  |  |  |  | pcs. | 8.00 |  |  | To provide personnel with drinking water in the conditions of stopping stations or drinking water pumps
r_39307323_75 | DTEK ENERGY (generation) | Electricity | Rechargeable LED spotlights 25/50W |  |  |  |  | pcs. | 80.00 |  |  | To provide lighting during the liquidation of damages during the shutdown of the station with the loss of electrical auxiliary needs
r_39307323_76 | DTEK ENERGY (generation) | Electricity | Portable rebar hydraulic scissors |  |  |  |  | pcs. | 8.00 |  |  | For rapid emergency recovery works after shelling of the station infrastructure
r_39307323_77 | DTEK ENERGY (generation) | Electricity | Hydraulic hand jack |  |  |  |  | pcs. | 16.00 |  |  | For rapid emergency recovery works after shelling of the station infrastructure
r_39307323_78 | DTEK ENERGY (generation) | Electricity | Diesel generator with built-in welding apparatus 300 A - 400A |  |  |  |  | pcs. | 8.00 |  |  | For rapid emergency recovery works after shelling of the station infrastructure
r_39307323_79 | DTEK ENERGY (generation) | Electricity | Diesel-powered air compressor with a capacity of 30 50 m3/hour head up to 10 kgf/cm2 |  |  |  |  | pcs. | 8.00 |  |  | For the use of bump hammers in the elimination of rubble, as well as the blowdown of gas pipelines during the shutdown of stations with the loss of electrical auxiliary needs
r_39307323_80 | DTEK ENERGY (generation) | Electricity | Autonomous radio station (walkie-talkie) with range up to 1000 m |  |  |  |  | pcs. | 80.00 |  |  | To coordinate the actions of employees during emergency recovery operations
r_39307323_81 | DTEK ENERGY (generation) | Electricity | Autotransformers AT-1,2: - high-voltage bushings (in/into) 150kV - ETFt 650-172-1600 C E5 124 HSP type (or analog) |  |  |  |  | pcs. | 6.00 |  |  | Open switchgear equipment can be restored as quickly as possible
r_39307323_81 | DTEK ENERGY (generation) | Electricity | Autotransformers AT-1,2 - (in/into) 330kV - ETFt 1175-363-1250BE9306 HSP type (or analog) |  |  |  |  | pcs. | 6.00 |  |  | Open switchgear equipment can be restored as quickly as possible
r_39307323_81 | DTEK ENERGY (generation) | Electricity | Autotransformers AT-1,2:- RPN type RNOA-220/1000 in phases "A," "B," "C" (or analog) |  |  |  |  | pcs. | 6.00 |  |  | Open switchgear equipment can be restored as quickly as possible
r_39307323_82 | DTEK ENERGY (generation) | Electricity | Transformers of block 1T, 4T: - in/into 150kV inputs for 1T - ETFt 650-172-1600 C E5 124 HSP type (or analog) |  |  |  |  | pcs. | 3.00 |  |  | Open switchgear equipment can be restored as quickly as possible
r_39307323_82 | DTEK ENERGY (generation) | Electricity | Transformers of block 1T, 4T:- in/into inputs 330kV - ETFt 1175-363-1250BE9306 HSP type (or analog) |  |  |  |  | pcs. | 3.00 |  |  | Open switchgear equipment can be restored as quickly as possible
r_39307323_83 | DTEK ENERGY (generation) | Electricity | 150kV switches: - in cells: 1GT, 2GT, L-172, Sh-1 of type LTB 170E1 4000A, 40kA (or analog) |  |  |  |  | pcs. | 4.00 |  |  | Open switchgear equipment can be restored as quickly as possible
r_39307323_84 | DTEK ENERGY (generation) | Electricity | 330kV switches: - in cells: VP-1, AT-330, 3,4GT, VP-2 of type LTB 420Ye2. 4000A, 40kA (or analog) |  |  |  |  | pcs. | 4.00 |  |  | Open switchgear equipment can be restored as quickly as possible
r_39307323_85 | DTEK ENERGY (generation) | Electricity | Current transformer 20 kV |  |  |  |  | pcs. | 12.00 |  |  | Open switchgear equipment can be restored as quickly as possible
r_39307323_86 | DTEK ENERGY (generation) | Electricity | Voltage transformer 20 kV |  |  |  |  | pcs. | 24.00 |  |  | Open switchgear equipment can be restored as quickly as possible
r_39307323_87 | DTEK ENERGY (generation) | Electricity | Current transformer 150 kV |  |  |  |  | pcs. | 9.00 |  |  | Open switchgear equipment can be restored as quickly as possible
r_39307323_87 | DTEK ENERGY (generation) | Electricity | Current transformer 330 kV |  |  |  |  | pcs. | 12.00 |  |  | Open switchgear equipment can be restored as quickly as possible
r_39307323_88 | DTEK ENERGY (generation) | Electricity | Voltage transformer 150 kV |  |  |  |  | pcs. | 9.00 |  |  | Open switchgear equipment can be restored as quickly as possible
r_39307323_89 | DTEK ENERGY (generation) | Electricity | Vacuum switch 6kV |  |  |  |  | pcs. | 24.00 |  |  | Open switchgear equipment can be restored as quickly as possible
r_39307323_90 | DTEK ENERGY (generation) | Electricity | Three-winding autotransformers ATDTSTN-200000/220/110-U1 with low voltage winding 6.6 kV |  |  |  |  | pcs. | 2.00 |  |  | This equipment is necessary to restore the operability of Lugansk TPP after repeated shelling of the territory and open switchgear, that led to fires during hostilities.
r_39307323_91 | DTEK ENERGY (generation) | Electricity | Power transformers TDNG-10000/110/3.15kV |  |  |  |  | pcs. | 2.00 |  |  | This equipment is necessary to restore the operability of Lugansk TPP after repeated shelling of the territory and open switchgear, that led to fires during hostilities.
r_39307323_91 | DTEK ENERGY (generation) | Electricity | Power transformer TDTNG-31500/110/6.3kV |  |  |  |  | pcs. | 1.00 |  |  | This equipment is necessary to restore the operability of Lugansk TPP after repeated shelling of the territory and open switchgear, that led to fires during hostilities.
r_39307323_92 | DTEK ENERGY (generation) | Electricity | Current transformers TFZM-123 II - IV.1 UHL1 |  |  |  |  | pcs. | 18.00 |  |  | This equipment is necessary to restore the operability of Lugansk TPP after repeated shelling of the territory and open switchgear, that led to fires during hostilities.
r_39307323_92 | DTEK ENERGY (generation) | Electricity | Current transformers TFZM-245 II - IV UHL1 |  |  |  |  | pcs. | 18.00 |  |  | This equipment is necessary to restore the operability of Lugansk TPP after repeated shelling of the territory and open switchgear, that led to fires during hostilities.
r_39307323_93 | DTEK ENERGY (generation) | Electricity | Voltage transformers NOG-123 IV |  |  |  |  | pcs. | 6.00 |  |  | This equipment is necessary to restore the operability of Lugansk TPP after repeated shelling of the territory and open switchgear, that led to fires during hostilities.
r_39307323_93 | DTEK ENERGY (generation) | Electricity | Voltage transformers NOG-245 II - IV |  |  |  |  | pcs. | 6.00 |  |  | This equipment is necessary to restore the operability of Lugansk TPP after repeated shelling of the territory and open switchgear, that led to fires during hostilities.
r_39307323_94 | DTEK ENERGY (generation) | Electricity | Gas-insulated switches LTB-245E1 in three-phase version |  |  |  |  | pcs. | 4.00 |  |  | This equipment is necessary to restore the operability of Lugansk TPP after repeated shelling of the territory and open switchgear, that led to fires during hostilities.
r_39307323_94 | DTEK ENERGY (generation) | Electricity | Gas-insulated switches LTB-145D1 in three-phase version |  |  |  |  | pcs. | 8.00 |  |  | This equipment is necessary to restore the operability of Lugansk TPP after repeated shelling of the territory and open switchgear, that led to fires during hostilities.
r_39307323_95 | DTEK ENERGY (generation) | Electricity | Over-voltage limiters are non-linear in single-phase design Tyco Electronics PCA33 198L5E2M4-8, or their analogues in electrical and mechanical characteristics with connection elements and supporting and mounting structures |  |  |  |  | pcs. | 18.00 |  |  | This equipment is necessary to restore the operability of Lugansk TPP after repeated shelling of the territory and open switchgear, that led to fires during hostilities.
r_39307323_95 | DTEK ENERGY (generation) | Electricity | Over-voltage limiters are non-linear in single-phase design Tyco Electronics PCA3 108L5E2M8, or their analogues in electrical and mechanical characteristics with connection elements and supporting and mounting structures |  |  |  |  | pcs. | 12.00 |  |  | This equipment is necessary to restore the operability of Lugansk TPP after repeated shelling of the territory and open switchgear, that led to fires during hostilities.
r_39307323_96 | DTEK ENERGY (generation) | Electricity | Disconnectors Alstom S2DAT-245 in three-phase version |  |  |  |  | pcs. | 4.00 |  |  | This equipment is necessary to restore the operability of Lugansk TPP after repeated shelling of the territory and open switchgear, that led to fires during hostilities.
r_39307323_96 | DTEK ENERGY (generation) | Electricity | Disconnectors Alstom S2DAT-145 in three-phase version |  |  |  |  | pcs. | 10.00 |  |  | This equipment is necessary to restore the operability of Lugansk TPP after repeated shelling of the territory and open switchgear, that led to fires during hostilities.
r_39307323_97 | DTEK ENERGY (generation) | Electricity | Non-insulated steel-aluminum wire GOST 839-80 type AC-300/39 for overhead lines |  |  |  |  | m | 3000.00 |  |  | This equipment is necessary to restore the operability of Lugansk TPP after repeated shelling of the territory and open switchgear, that led to fires during hostilities.
r_39307323_97 | DTEK ENERGY (generation) | Electricity | Non-insulated steel-aluminum wire GOST 839-80 type AC-400/27.7 for overhead lines |  |  |  |  | m | 3000.00 |  |  | This equipment is necessary to restore the operability of Lugansk TPP after repeated shelling of the territory and open switchgear, that led to fires during hostilities.
r_39307323_98 | DTEK ENERGY (generation) | Electricity | Hardware clamp A4A-400-2T |  |  |  |  | pcs. | 18.00 |  |  | This equipment is necessary to restore the operability of Lugansk TPP after repeated shelling of the territory and open switchgear, that led to fires during hostilities.
r_39307323_98 | DTEK ENERGY (generation) | Electricity | Hardware clamp А4А-300 |  |  |  |  | pcs. | 18.00 |  |  | This equipment is necessary to restore the operability of Lugansk TPP after repeated shelling of the territory and open switchgear, that led to fires during hostilities.
r_39307323_99 | DTEK ENERGY (generation) | Electricity | Connecting clamp SAS-300-1 |  |  |  |  | pcs. | 18.00 |  |  | This equipment is necessary to restore the operability of Lugansk TPP after repeated shelling of the territory and open switchgear, that led to fires during hostilities.
r_39307323_99 | DTEK ENERGY (generation) | Electricity | Connecting clamp SAS-400-1 |  |  |  |  | pcs. | 18.00 |  |  | This equipment is necessary to restore the operability of Lugansk TPP after repeated shelling of the territory and open switchgear, that led to fires during hostilities.
r_39307323_100 | DTEK ENERGY (generation) | Electricity | Tensioning clamp is pressed NAS-300-1 |  |  |  |  | pcs. | 18.00 |  |  | This equipment is necessary to restore the operability of Lugansk TPP after repeated shelling of the territory and open switchgear, that led to fires during hostilities.
r_39307323_101 | DTEK ENERGY (generation) | Electricity | Clamp detachable branch pressed ROA-300-1 |  |  |  |  | pcs. | 24.00 |  |  | This equipment is necessary to restore the operability of Lugansk TPP after repeated shelling of the territory and open switchgear, that led to fires during hostilities.
r_39307323_101 | DTEK ENERGY (generation) | Electricity | Clamp detachable branch pressed ROA-400-1 |  |  |  |  | pcs. | 24.00 |  |  | This equipment is necessary to restore the operability of Lugansk TPP after repeated shelling of the territory and open switchgear, that led to fires during hostilities.
r_39307323_102 | DTEK ENERGY (generation) | Electricity | Glass insulator PS 70E |  |  |  |  | pcs. | 400.00 |  |  | This equipment is necessary to restore the operability of Lugansk TPP after repeated shelling of the territory and open switchgear, that led to fires during hostilities.
r_39307323_103 | DTEK ENERGY (generation) | Electricity | Cable KVVGng - 10x2.5 |  |  |  |  | m | 1000.00 |  |  | This equipment is necessary to restore the operability of Lugansk TPP after repeated shelling of the territory and open switchgear, that led to fires during hostilities.
r_39307323_103 | DTEK ENERGY (generation) | Electricity | Cable KVVGng - 19x2.5 |  |  |  |  | m | 1000.00 |  |  | This equipment is necessary to restore the operability of Lugansk TPP after repeated shelling of the territory and open switchgear, that led to fires during hostilities.
r_39307323_103 | DTEK ENERGY (generation) | Electricity | Cable KVVGng - 27x2.5 |  |  |  |  | m | 1000.00 |  |  | This equipment is necessary to restore the operability of Lugansk TPP after repeated shelling of the territory and open switchgear, that led to fires during hostilities.
r_23243188_1 | DTEK KYIV REGIONAL GRIDS PRIVATE JOINT-STOCK COMPANY | Electricity | Авт.вимикач BA-78, 1000A, 415/690B, 70кА |  | Обладнання для класу напруги 0,4-20 |  |  | шт | 50
r_23243188_2 | DTEK KYIV REGIONAL GRIDS PRIVATE JOINT-STOCK COMPANY | Electricity | Автоматичний вимикач NM1-250S-3300 200А |  | Обладнання для класу напруги 0,4-20 |  |  | шт | 50
r_23243188_3 | DTEK KYIV REGIONAL GRIDS PRIVATE JOINT-STOCK COMPANY | Electricity | ВИМ. АВТ. ЛИТ.КОР.(ЕЛ-ТРОН.РОЗ.) 3П/100А |  | Обладнання для класу напруги 0,4-20 |  |  | шт | 20
r_23243188_3 | DTEK KYIV REGIONAL GRIDS PRIVATE JOINT-STOCK COMPANY | Electricity | ВИМ. АВТ. ЛИТ.КОР.(ЕЛ-ТРОН.РОЗ.) 3П/160А |  | Обладнання для класу напруги 0,4-20 |  |  | шт | 200
r_23243188_3 | DTEK KYIV REGIONAL GRIDS PRIVATE JOINT-STOCK COMPANY | Electricity | ВИМ. АВТ. ЛИТ.КОР.(ЕЛ-ТРОН.РОЗ.) 3П/250А |  | Обладнання для класу напруги 0,4-20 |  |  | шт | 200
r_23243188_4 | DTEK KYIV REGIONAL GRIDS PRIVATE JOINT-STOCK COMPANY | Electricity | Вимикач навантаження ВНА-10/630-20-У3 |  | Обладнання для класу напруги 0,4-20 |  |  | шт | 50
r_23243188_5 | DTEK KYIV REGIONAL GRIDS PRIVATE JOINT-STOCK COMPANY | Electricity | В'язка для бокового кріплення PLVT2 |  | Обладнання для класу напруги 0,4-20 |  |  | шт | 3000
r_23243188_6 | DTEK KYIV REGIONAL GRIDS PRIVATE JOINT-STOCK COMPANY | Electricity | Гак під стрічку КБ 16 |  | Обладнання для класу напруги 0,4-20 |  |  | шт | 6000
r_23243188_7 | DTEK KYIV REGIONAL GRIDS PRIVATE JOINT-STOCK COMPANY | Electricity | Гільза алюмінієва 120 |  | Обладнання для класу напруги 0,4-20 |  |  | шт | 200
r_23243188_7 | DTEK KYIV REGIONAL GRIDS PRIVATE JOINT-STOCK COMPANY | Electricity | Гільза алюмінієва 150 |  | Обладнання для класу напруги 0,4-20 |  |  | шт | 200
r_23243188_7 | DTEK KYIV REGIONAL GRIDS PRIVATE JOINT-STOCK COMPANY | Electricity | Гільза алюмінієва 240 |  | Обладнання для класу напруги 0,4-20 |  |  | шт | 200
r_23243188_7 | DTEK KYIV REGIONAL GRIDS PRIVATE JOINT-STOCK COMPANY | Electricity | Гільза алюмінієва 95 |  | Обладнання для класу напруги 0,4-20 |  |  | шт | 100
r_23243188_8 | DTEK KYIV REGIONAL GRIDS PRIVATE JOINT-STOCK COMPANY | Electricity | Запобіжник ПН 2 400 А |  | Обладнання для класу напруги 0,4-20 |  |  | шт | 90
r_23243188_8 | DTEK KYIV REGIONAL GRIDS PRIVATE JOINT-STOCK COMPANY | Electricity | Запобіжник ПН 2 630 А |  | Обладнання для класу напруги 0,4-20 |  |  | шт | 60
r_23243188_8 | DTEK KYIV REGIONAL GRIDS PRIVATE JOINT-STOCK COMPANY | Electricity | Запобіжник ПН-2 250 А |  | Обладнання для класу напруги 0,4-20 |  |  | шт | 90
r_23243188_8 | DTEK KYIV REGIONAL GRIDS PRIVATE JOINT-STOCK COMPANY | Electricity | Запобіжник ПТ 111 10 10 У 1 |  | Обладнання для класу напруги 0,4-20 |  |  | шт | 30
r_23243188_8 | DTEK KYIV REGIONAL GRIDS PRIVATE JOINT-STOCK COMPANY | Electricity | Запобіжник ПТ 111 10 16 У 1 |  | Обладнання для класу напруги 0,4-20 |  |  | шт | 30
r_23243188_8 | DTEK KYIV REGIONAL GRIDS PRIVATE JOINT-STOCK COMPANY | Electricity | Запобіжник ПТ 111 10 20 У 1 |  | Обладнання для класу напруги 0,4-20 |  |  | шт | 90
r_23243188_8 | DTEK KYIV REGIONAL GRIDS PRIVATE JOINT-STOCK COMPANY | Electricity | Запобіжник ПТ 111 10 31,5 У 1 |  | Обладнання для класу напруги 0,4-20 |  |  | шт | 90
r_23243188_9 | DTEK KYIV REGIONAL GRIDS PRIVATE JOINT-STOCK COMPANY | Electricity | Затискач відгалуджувальний ЗВ 1.1.1 |  | Обладнання для класу напруги 0,4-20 |  |  | шт | 3000
r_23243188_9 | DTEK KYIV REGIONAL GRIDS PRIVATE JOINT-STOCK COMPANY | Electricity | Затискач відгалужувальний ЗВ 1.1.4 |  | Обладнання для класу напруги 0,4-20 |  |  | шт | 1000
r_23243188_9 | DTEK KYIV REGIONAL GRIDS PRIVATE JOINT-STOCK COMPANY | Electricity | Затискач відгалужувальний ЗВ 1.2.2 |  | Обладнання для класу напруги 0,4-20 |  |  | шт | 6000
r_23243188_9 | DTEK KYIV REGIONAL GRIDS PRIVATE JOINT-STOCK COMPANY | Electricity | Затискач відгалужувальний ЗВ 1.2.3 |  | Обладнання для класу напруги 0,4-20 |  |  | шт | 3000
r_23243188_9 | DTEK KYIV REGIONAL GRIDS PRIVATE JOINT-STOCK COMPANY | Electricity | Затискач натягальний ЗН 2.1 |  | Обладнання для класу напруги 0,4-20 |  |  | шт | 3000
r_23243188_9 | DTEK KYIV REGIONAL GRIDS PRIVATE JOINT-STOCK COMPANY | Electricity | Затискач натягальний ЗН 2.3 |  | Обладнання для класу напруги 0,4-20 |  |  | шт | 3000
r_23243188_9 | DTEK KYIV REGIONAL GRIDS PRIVATE JOINT-STOCK COMPANY | Electricity | Затискач натягальний ЗН 2.4 |  | Обладнання для класу напруги 0,4-20 |  |  | шт | 3000
r_23243188_9 | DTEK KYIV REGIONAL GRIDS PRIVATE JOINT-STOCK COMPANY | Electricity | Затискач натягальний ЗН 1.1 |  | Обладнання для класу напруги 0,4-20 |  |  | шт | 1500
r_23243188_9 | DTEK KYIV REGIONAL GRIDS PRIVATE JOINT-STOCK COMPANY | Electricity | Затискач натяжний РА 2870 |  | Обладнання для класу напруги 0,4-20 |  |  | шт | 1000
r_23243188_9 | DTEK KYIV REGIONAL GRIDS PRIVATE JOINT-STOCK COMPANY | Electricity | Затискач підтримувальний ЗП 3.1 |  | Обладнання для класу напруги 0,4-20 |  |  | шт | 5000
r_23243188_9 | DTEK KYIV REGIONAL GRIDS PRIVATE JOINT-STOCK COMPANY | Electricity | Затискач плашечний ПА 1 1 |  | Обладнання для класу напруги 0,4-20 |  |  | шт | 1500
r_23243188_9 | DTEK KYIV REGIONAL GRIDS PRIVATE JOINT-STOCK COMPANY | Electricity | Затискач плашечний ПА 2 2 |  | Обладнання для класу напруги 0,4-20 |  |  | шт | 500
r_23243188_9 | DTEK KYIV REGIONAL GRIDS PRIVATE JOINT-STOCK COMPANY | Electricity | Затискач плашечний ПС 1 1 |  | Обладнання для класу напруги 0,4-20 |  |  | шт | 1500
r_23243188_9 | DTEK KYIV REGIONAL GRIDS PRIVATE JOINT-STOCK COMPANY | Electricity | Затискач плашечний ПС 2 1 |  | Обладнання для класу напруги 0,4-20 |  |  | шт | 1500
r_23243188_9 | DTEK KYIV REGIONAL GRIDS PRIVATE JOINT-STOCK COMPANY | Electricity | Затискач проколюючий TTD 301 |  | Обладнання для класу напруги 0,4-20 |  |  | шт | 300
r_23243188_10 | DTEK KYIV REGIONAL GRIDS PRIVATE JOINT-STOCK COMPANY | Electricity | Ізолятор ИПТ 1/630 А 01 |  | Обладнання для класу напруги 0,4-20 |  |  | шт | 50
r_23243188_10 | DTEK KYIV REGIONAL GRIDS PRIVATE JOINT-STOCK COMPANY | Electricity | Ізолятор ИПТВ 1/400 А 01 |  | Обладнання для класу напруги 0,4-20 |  |  | шт | 50
r_23243188_10 | DTEK KYIV REGIONAL GRIDS PRIVATE JOINT-STOCK COMPANY | Electricity | Ізолятор натяжний PSI 15 CE |  | Обладнання для класу напруги 0,4-20 |  |  | шт | 1000
r_23243188_10 | DTEK KYIV REGIONAL GRIDS PRIVATE JOINT-STOCK COMPANY | Electricity | Ізолятор ПЛ підвісний ПС 70 Е |  | Обладнання для класу напруги 0,4-20 |  |  | шт | 100
r_23243188_10 | DTEK KYIV REGIONAL GRIDS PRIVATE JOINT-STOCK COMPANY | Electricity | Ізолятор ПЛ штирьовий ШФ 20Г з ковпачком |  | Обладнання для класу напруги 0,4-20 |  |  | шт | 500
r_23243188_10 | DTEK KYIV REGIONAL GRIDS PRIVATE JOINT-STOCK COMPANY | Electricity | Ізолятор ПС опорний ИОР 10-7,5 |  | Обладнання для класу напруги 0,4-20 |  |  | шт | 100
r_23243188_11 | DTEK KYIV REGIONAL GRIDS PRIVATE JOINT-STOCK COMPANY | Electricity | Кабель силовий АВВГ 4х120 |  | Обладнання для класу напруги 0,4-20 |  |  | KM | 0.4
r_23243188_11 | DTEK KYIV REGIONAL GRIDS PRIVATE JOINT-STOCK COMPANY | Electricity | Кабель силовий АВВГ 4х50 |  | Обладнання для класу напруги 0,4-20 |  |  | KM | 0.4
r_23243188_11 | DTEK KYIV REGIONAL GRIDS PRIVATE JOINT-STOCK COMPANY | Electricity | Кабель силовий АВВГ 4х70 |  | Обладнання для класу напруги 0,4-20 |  |  | м | 1
r_23243188_11 | DTEK KYIV REGIONAL GRIDS PRIVATE JOINT-STOCK COMPANY | Electricity | Кабель силовий АСБ 10 3/185 |  | Обладнання для класу напруги 0,4-20 |  |  | KM | 20
r_23243188_11 | DTEK KYIV REGIONAL GRIDS PRIVATE JOINT-STOCK COMPANY | Electricity | Кабель силовий АСБ 10 3Х120 |  | Обладнання для класу напруги 0,4-20 |  |  | KM | 20
r_23243188_11 | DTEK KYIV REGIONAL GRIDS PRIVATE JOINT-STOCK COMPANY | Electricity | Кабель силовий АСБ 10 3х240 |  | Обладнання для класу напруги 0,4-20 |  |  | KM | 30
r_23243188_11 | DTEK KYIV REGIONAL GRIDS PRIVATE JOINT-STOCK COMPANY | Electricity | Кабель силовий з ізоляцією із зшитого поліетилену 1х300 |  | Обладнання для класу напруги 0,4-20 |  |  | км | 135
r_23243188_11 | DTEK KYIV REGIONAL GRIDS PRIVATE JOINT-STOCK COMPANY | Electricity | Кабель силовий з ізоляцією із зшитого поліетилену 1х500 |  | Обладнання для класу напруги 0,4-20 |  |  | км | 75
r_23243188_12 | DTEK KYIV REGIONAL GRIDS PRIVATE JOINT-STOCK COMPANY | Electricity | Компл.тимчас.заземлення (TTD 2-CC) |  | Обладнання для класу напруги 0,4-20 |  |  | шт | 600
r_23243188_13 | DTEK KYIV REGIONAL GRIDS PRIVATE JOINT-STOCK COMPANY | Electricity | Комплект муфт Е3UITH 12 120-240 |  | Обладнання для класу напруги 0,4-20 |  |  | шт | 100
r_23243188_14 | DTEK KYIV REGIONAL GRIDS PRIVATE JOINT-STOCK COMPANY | Electricity | Кріплення привода роз'єднувача РА2 З |  | Обладнання для класу напруги 0,4-20 |  |  | шт | 50
r_23243188_14 | DTEK KYIV REGIONAL GRIDS PRIVATE JOINT-STOCK COMPANY | Electricity | Кріплення роз'єднувача РА1 |  | Обладнання для класу напруги 0,4-20 |  |  | шт | 50
r_23243188_14 | DTEK KYIV REGIONAL GRIDS PRIVATE JOINT-STOCK COMPANY | Electricity | Кріплення укосу 10 кВ У2 в комплекті |  | Обладнання для класу напруги 0,4-20 |  |  | шт | 200
r_23243188_14 | DTEK KYIV REGIONAL GRIDS PRIVATE JOINT-STOCK COMPANY | Electricity | Кріплення укосу 0,4 кВ У1 в комплекті |  | Обладнання для класу напруги 0,4-20 |  |  | шт | 300
r_23243188_15 | DTEK KYIV REGIONAL GRIDS PRIVATE JOINT-STOCK COMPANY | Electricity | Круг стальний 16 мм |  | Обладнання для класу напруги 0,4-20 |  |  | т | 5
r_23243188_16 | DTEK KYIV REGIONAL GRIDS PRIVATE JOINT-STOCK COMPANY | Electricity | Масло трансформаторне Т 1500 |  | Обладнання для класу напруги 0,4-20 |  |  | т | 10
r_23243188_17 | DTEK KYIV REGIONAL GRIDS PRIVATE JOINT-STOCK COMPANY | Electricity | Муфта кабельна JUPTH 12 70-240 СМ |  | Обладнання для класу напруги 0,4-20 |  |  | шт | 200
r_23243188_17 | DTEK KYIV REGIONAL GRIDS PRIVATE JOINT-STOCK COMPANY | Electricity | Муфта кабельна КВТП 10 150/240 (компл) |  | Обладнання для класу напруги 0,4-20 |  |  | шт | 100
r_23243188_17 | DTEK KYIV REGIONAL GRIDS PRIVATE JOINT-STOCK COMPANY | Electricity | Муфта кабельна СТП 10 150/240(компл) |  | Обладнання для класу напруги 0,4-20 |  |  | шт | 200
r_23243188_17 | DTEK KYIV REGIONAL GRIDS PRIVATE JOINT-STOCK COMPANY | Electricity | Муфта кабельна СТП 10 70/120 (комп) |  | Обладнання для класу напруги 0,4-20 |  |  | шт | 200
r_23243188_18 | DTEK KYIV REGIONAL GRIDS PRIVATE JOINT-STOCK COMPANY | Electricity | Накінечник алюмінієвий 120 |  | Обладнання для класу напруги 0,4-20 |  |  | шт | 400
r_23243188_18 | DTEK KYIV REGIONAL GRIDS PRIVATE JOINT-STOCK COMPANY | Electricity | Накінечник алюмінієвий 25 |  | Обладнання для класу напруги 0,4-20 |  |  | шт | 400
r_23243188_18 | DTEK KYIV REGIONAL GRIDS PRIVATE JOINT-STOCK COMPANY | Electricity | Накінечник алюмінієвий 35 |  | Обладнання для класу напруги 0,4-20 |  |  | шт | 700
r_23243188_18 | DTEK KYIV REGIONAL GRIDS PRIVATE JOINT-STOCK COMPANY | Electricity | Накінечник алюмінієвий 50 |  | Обладнання для класу напруги 0,4-20 |  |  | шт | 700
r_23243188_18 | DTEK KYIV REGIONAL GRIDS PRIVATE JOINT-STOCK COMPANY | Electricity | Накінечник алюмінієвий 70 |  | Обладнання для класу напруги 0,4-20 |  |  | шт | 400
r_23243188_18 | DTEK KYIV REGIONAL GRIDS PRIVATE JOINT-STOCK COMPANY | Electricity | Накінечник алюмінієвий 95 |  | Обладнання для класу напруги 0,4-20 |  |  | шт | 400
r_23243188_18 | DTEK KYIV REGIONAL GRIDS PRIVATE JOINT-STOCK COMPANY | Electricity | Накінечник мідний 240 |  | Обладнання для класу напруги 0,4-20 |  |  | шт | 300
r_23243188_19 | DTEK KYIV REGIONAL GRIDS PRIVATE JOINT-STOCK COMPANY | Electricity | Обмежувач напруги ОПН 10 |  | Обладнання для класу напруги 0,4-20 |  |  | шт | 180
r_23243188_19 | DTEK KYIV REGIONAL GRIDS PRIVATE JOINT-STOCK COMPANY | Electricity | Обмежувач перенапруги ЕТІТЕС А 280/10 |  | Обладнання для класу напруги 0,4-20 |  |  | шт | 600
r_23243188_20 | DTEK KYIV REGIONAL GRIDS PRIVATE JOINT-STOCK COMPANY | Electricity | Опора залізобетонна ПЛ 0,4кв СВ 9,5-2,0 |  | Обладнання для класу напруги 0,4-20 |  |  | шт | 1000
r_23243188_20 | DTEK KYIV REGIONAL GRIDS PRIVATE JOINT-STOCK COMPANY | Electricity | Опора залізобетонна ПЛ-10 кВ СК-120-6 |  | Обладнання для класу напруги 0,4-20 |  |  | шт | 100
r_23243188_20 | DTEK KYIV REGIONAL GRIDS PRIVATE JOINT-STOCK COMPANY | Electricity | Опора залізобетонна ПЛ-10кв СВ-10,5-5.0 |  | Обладнання для класу напруги 0,4-20 |  |  | шт | 500
r_23243188_21 | DTEK KYIV REGIONAL GRIDS PRIVATE JOINT-STOCK COMPANY | Electricity | Привід до РЛНД |  | Обладнання для класу напруги 0,4-20 |  |  | шт | 50
r_23243188_22 | DTEK KYIV REGIONAL GRIDS PRIVATE JOINT-STOCK COMPANY | Electricity | Провід AAsXSn 1x50 |  | Обладнання для класу напруги 0,4-20 |  |  | KM | 200
r_23243188_22 | DTEK KYIV REGIONAL GRIDS PRIVATE JOINT-STOCK COMPANY | Electricity | Провід ізольований AAsXSn 1x70 |  | Обладнання для класу напруги 0,4-20 |  |  | KM | 200
r_23243188_22 | DTEK KYIV REGIONAL GRIDS PRIVATE JOINT-STOCK COMPANY | Electricity | Провід ізольований AAsXSn 1x95 |  | Обладнання для класу напруги 0,4-20 |  |  | KM | 200
r_23243188_22 | DTEK KYIV REGIONAL GRIDS PRIVATE JOINT-STOCK COMPANY | Electricity | Провід ізольований ASXSN 4х95 |  | Обладнання для класу напруги 0,4-20 |  |  | KM | 15
r_23243188_22 | DTEK KYIV REGIONAL GRIDS PRIVATE JOINT-STOCK COMPANY | Electricity | Провід ізольований СИПнг-5 2*16 |  | Обладнання для класу напруги 0,4-20 |  |  | KM | 5
r_23243188_22 | DTEK KYIV REGIONAL GRIDS PRIVATE JOINT-STOCK COMPANY | Electricity | Провід ізольований СИПнг-5 2х25 |  | Обладнання для класу напруги 0,4-20 |  |  | KM | 5
r_23243188_22 | DTEK KYIV REGIONAL GRIDS PRIVATE JOINT-STOCK COMPANY | Electricity | Провід ізольований СИПнг-5 4х16 |  | Обладнання для класу напруги 0,4-20 |  |  | KM | 10
r_23243188_22 | DTEK KYIV REGIONAL GRIDS PRIVATE JOINT-STOCK COMPANY | Electricity | Провід ізольований СИПнг-5 4х25 |  | Обладнання для класу напруги 0,4-20 |  |  | KM | 5
r_23243188_22 | DTEK KYIV REGIONAL GRIDS PRIVATE JOINT-STOCK COMPANY | Electricity | Провід ізольований СИПнг-5 4х50 |  | Обладнання для класу напруги 0,4-20 |  |  | KM | 90
r_23243188_22 | DTEK KYIV REGIONAL GRIDS PRIVATE JOINT-STOCK COMPANY | Electricity | Провід ізольований СИПнг-5 4х70 |  | Обладнання для класу напруги 0,4-20 |  |  | KM | 160
r_23243188_22 | DTEK KYIV REGIONAL GRIDS PRIVATE JOINT-STOCK COMPANY | Electricity | Провід ізольований СИПнг-5 4х95 |  | Обладнання для класу напруги 0,4-20 |  |  |  | 160
r_23243188_23 | DTEK KYIV REGIONAL GRIDS PRIVATE JOINT-STOCK COMPANY | Electricity | Роз'єднувач РЛНД 10/400 |  | Обладнання для класу напруги 0,4-20 |  |  | шт | 20
r_23243188_23 | DTEK KYIV REGIONAL GRIDS PRIVATE JOINT-STOCK COMPANY | Electricity | Роз'єднувач РЛНД 10/630 |  | Обладнання для класу напруги 0,4-20 |  |  | шт | 50
r_23243188_23 | DTEK KYIV REGIONAL GRIDS PRIVATE JOINT-STOCK COMPANY | Electricity | Роз'єднувач РЛНДЗ 10/400 |  | Обладнання для класу напруги 0,4-20 |  |  | шт | 40
r_23243188_23 | DTEK KYIV REGIONAL GRIDS PRIVATE JOINT-STOCK COMPANY | Electricity | Роз'єднувач РЛНДз 10/630 |  | Обладнання для класу напруги 0,4-20 |  |  | шт | 10
r_23243188_24 | DTEK KYIV REGIONAL GRIDS PRIVATE JOINT-STOCK COMPANY | Electricity | Рубильник ВР-32 400 А |  | Обладнання для класу напруги 0,4-20 |  |  | шт | 50
r_23243188_24 | DTEK KYIV REGIONAL GRIDS PRIVATE JOINT-STOCK COMPANY | Electricity | Рубильник головного вводу РБ 250 А |  | Обладнання для класу напруги 0,4-20 |  |  | шт | 50
r_23243188_24 | DTEK KYIV REGIONAL GRIDS PRIVATE JOINT-STOCK COMPANY | Electricity | Рубильник РП С 250 |  | Обладнання для класу напруги 0,4-20 |  |  | шт | 20
r_23243188_24 | DTEK KYIV REGIONAL GRIDS PRIVATE JOINT-STOCK COMPANY | Electricity | Рубильник РПС 400 А |  | Обладнання для класу напруги 0,4-20 |  |  | шт | 20
r_23243188_24 | DTEK KYIV REGIONAL GRIDS PRIVATE JOINT-STOCK COMPANY | Electricity | Рубильник РПС 630 А |  | Обладнання для класу напруги 0,4-20 |  |  | шт | 10
r_23243188_25 | DTEK KYIV REGIONAL GRIDS PRIVATE JOINT-STOCK COMPANY | Electricity | Скрепа СКУ-20 |  | Обладнання для класу напруги 0,4-20 |  |  | шт | 10000
r_23243188_26 | DTEK KYIV REGIONAL GRIDS PRIVATE JOINT-STOCK COMPANY | Electricity | Стальна Труба 25х2,8 |  | Обладнання для класу напруги 0,4-20 |  |  | т | 1.4
r_23243188_27 | DTEK KYIV REGIONAL GRIDS PRIVATE JOINT-STOCK COMPANY | Electricity | Стрічка бандажна INOX |  | Обладнання для класу напруги 0,4-20 |  |  | м | 10000
r_23243188_28 | DTEK KYIV REGIONAL GRIDS PRIVATE JOINT-STOCK COMPANY | Electricity | Траверса 0,4кВ ТН-1 /3-штир./ |  | Обладнання для класу напруги 0,4-20 |  |  | шт | 300
r_23243188_28 | DTEK KYIV REGIONAL GRIDS PRIVATE JOINT-STOCK COMPANY | Electricity | Траверса 0,4кВ ТН-2 /2-штир./ |  | Обладнання для класу напруги 0,4-20 |  |  | шт | 300
r_23243188_28 | DTEK KYIV REGIONAL GRIDS PRIVATE JOINT-STOCK COMPANY | Electricity | Траверса 10 кВ ТС 1 (завищена) |  | Обладнання для класу напруги 0,4-20 |  |  | шт | 50
r_23243188_28 | DTEK KYIV REGIONAL GRIDS PRIVATE JOINT-STOCK COMPANY | Electricity | Траверса 10кВ ТМ-1 /3-штир./ |  | Обладнання для класу напруги 0,4-20 |  |  | шт | 100
r_23243188_28 | DTEK KYIV REGIONAL GRIDS PRIVATE JOINT-STOCK COMPANY | Electricity | Траверса 10кВ ТМ-3 /6-штир./ |  | Обладнання для класу напруги 0,4-20 |  |  | шт | 100
r_23243188_28 | DTEK KYIV REGIONAL GRIDS PRIVATE JOINT-STOCK COMPANY | Electricity | Траверса ТМз 12 |  | Обладнання для класу напруги 0,4-20 |  |  | шт | 100
r_23243188_28 | DTEK KYIV REGIONAL GRIDS PRIVATE JOINT-STOCK COMPANY | Electricity | Траверса ТМз 15 |  | Обладнання для класу напруги 0,4-20 |  |  | шт | 100
r_23243188_29 | DTEK KYIV REGIONAL GRIDS PRIVATE JOINT-STOCK COMPANY | Electricity | Трансформатор силовий ТМГ 400-10/0,4/ОЗ/ |  | Обладнання для класу напруги 0,4-20 |  |  | шт | 50
r_23243188_29 | DTEK KYIV REGIONAL GRIDS PRIVATE JOINT-STOCK COMPANY | Electricity | Трансформатор силовий ТМГ 630/10/0,4/ОЗ/ |  | Обладнання для класу напруги 0,4-20 |  |  | шт | 40
r_23243188_29 | DTEK KYIV REGIONAL GRIDS PRIVATE JOINT-STOCK COMPANY | Electricity | Трансформатор силовий ТМГ160-10/0,4 /ОЗ/ |  | Обладнання для класу напруги 0,4-20 |  |  | шт | 50
r_23243188_29 | DTEK KYIV REGIONAL GRIDS PRIVATE JOINT-STOCK COMPANY | Electricity | Трансформатор силовий ТМГ250-10/0,4 /ОЗ/ |  | Обладнання для класу напруги 0,4-20 |  |  | шт | 50
r_23243188_30 | DTEK KYIV REGIONAL GRIDS PRIVATE JOINT-STOCK COMPANY | Electricity | Трубка гофрована 19/25 |  | Обладнання для класу напруги 0,4-20 |  |  | м | 3000
r_23243188_30 | DTEK KYIV REGIONAL GRIDS PRIVATE JOINT-STOCK COMPANY | Electricity | Трубка гофрована 25/32 |  | Обладнання для класу напруги 0,4-20 |  |  | м | 6000
r_23243188_31 | DTEK KYIV REGIONAL GRIDS PRIVATE JOINT-STOCK COMPANY | Electricity | Фарба ПФ 115 жовта |  | Обладнання для класу напруги 0,4-20 |  |  | кг | 25
r_23243188_31 | DTEK KYIV REGIONAL GRIDS PRIVATE JOINT-STOCK COMPANY | Electricity | Фарба ПФ 115 зелена |  | Обладнання для класу напруги 0,4-20 |  |  | кг | 25
r_23243188_31 | DTEK KYIV REGIONAL GRIDS PRIVATE JOINT-STOCK COMPANY | Electricity | Фарба ПФ 115 сіра |  | Обладнання для класу напруги 0,4-20 |  |  | кг | 50
r_23243188_31 | DTEK KYIV REGIONAL GRIDS PRIVATE JOINT-STOCK COMPANY | Electricity | Фарба ПФ 115 червона |  | Обладнання для класу напруги 0,4-20 |  |  | кг | 25
r_23243188_31 | DTEK KYIV REGIONAL GRIDS PRIVATE JOINT-STOCK COMPANY | Electricity | Фарба ПФ 115 чорна |  | Обладнання для класу напруги 0,4-20 |  |  | кг | 100
r_23243188_32 | DTEK KYIV REGIONAL GRIDS PRIVATE JOINT-STOCK COMPANY | Electricity | Фіксатор дистанційний ФД 10 |  | Обладнання для класу напруги 0,4-20 |  |  | шт | 5000
r_23243188_33 | DTEK KYIV REGIONAL GRIDS PRIVATE JOINT-STOCK COMPANY | Electricity | Хомут кріплення траверси 10 кВ Х 1 в ком |  | Обладнання для класу напруги 0,4-20 |  |  | шт | 500
r_23243188_33 | DTEK KYIV REGIONAL GRIDS PRIVATE JOINT-STOCK COMPANY | Electricity | Хомут кріплення траверси н/в Х 11 |  | Обладнання для класу напруги 0,4-20 |  |  | шт | 600
r_23243188_34 | DTEK KYIV REGIONAL GRIDS PRIVATE JOINT-STOCK COMPANY | Electricity | щоглова ТП 250/10/0,4 (комплект) з опорами |  | Обладнання для класу напруги 0,4-20 |  |  | компл | 100
r_23243188_35 | DTEK KYIV REGIONAL GRIDS PRIVATE JOINT-STOCK COMPANY | Electricity | Шафа КТПМ -160/10/0,4 |  | Обладнання для класу напруги 0,4-20 |  |  | шт | 50
r_23243188_36 | DTEK KYIV REGIONAL GRIDS PRIVATE JOINT-STOCK COMPANY | Electricity | Штир заземлення |  | Обладнання для класу напруги 0,4-20 |  |  | шт | 2000
r_23243188_37 | DTEK KYIV REGIONAL GRIDS PRIVATE JOINT-STOCK COMPANY | Electricity | КТПГС 630 кВА |  | Обладнання для класу напруги 0,4-20 |  |  | шт | 15
r_23243188_37 | DTEK KYIV REGIONAL GRIDS PRIVATE JOINT-STOCK COMPANY | Electricity | КТПГС 400 кВА |  | Обладнання для класу напруги 0,4-20 |  |  | шт | 10
r_23243188_38 | DTEK KYIV REGIONAL GRIDS PRIVATE JOINT-STOCK COMPANY | Electricity | Трансформатор силовий двохобмотковий, аналог ТДН-10000 35/10 кВ |  | Для відновлювальних робіт на обладнанні розподільчих пристроїв 35 кВ: |  |  | шт | 4
r_23243188_38 | DTEK KYIV REGIONAL GRIDS PRIVATE JOINT-STOCK COMPANY | Electricity | Трансформатор силовий двохобмотковий, аналог ТДН-6300 35/10 кВ |  | Для відновлювальних робіт на обладнанні розподільчих пристроїв 35 кВ: |  |  | шт. | 4
r_23243188_38 | DTEK KYIV REGIONAL GRIDS PRIVATE JOINT-STOCK COMPANY | Electricity | Трансформатор силовий двохобмотковий, аналог ТДН-4000 35/10 кВ |  | Для відновлювальних робіт на обладнанні розподільчих пристроїв 35 кВ: |  |  | шт. | 2
r_23243188_39 | DTEK KYIV REGIONAL GRIDS PRIVATE JOINT-STOCK COMPANY | Electricity | Вимикач вакуумний 35 кВ, 1000А, 16 кА з пружинним приводом, живлення змінний струм 220 в |  | Для відновлювальних робіт на обладнанні розподільчих пристроїв 35 кВ: |  |  | шт. | 15
r_23243188_40 | DTEK KYIV REGIONAL GRIDS PRIVATE JOINT-STOCK COMPANY | Electricity | Роз'єднувач 35 кВ 1000 А з двома заземлюючими ножами, що не потребує обслуговування весь термін служби |  | Для відновлювальних робіт на обладнанні розподільчих пристроїв 35 кВ: |  |  | шт. | 10
r_23243188_41 | DTEK KYIV REGIONAL GRIDS PRIVATE JOINT-STOCK COMPANY | Electricity | Трансформатори струму 35 кВ з літою ізоляцією 100/5, кількість вторинних обмоток 3 шт: 10Р/10Р/0,5 S |  | Для відновлювальних робіт на обладнанні розподільчих пристроїв 35 кВ: |  |  | шт. | 9
r_23243188_41 | DTEK KYIV REGIONAL GRIDS PRIVATE JOINT-STOCK COMPANY | Electricity | Трансформатори струму 35 кВ з літою ізоляцією 200/5, кількість вторинних обмоток 3 шт: 10Р/10Р/0,5 S |  | Для відновлювальних робіт на обладнанні розподільчих пристроїв 35 кВ: |  |  | шт. | 9
r_23243188_41 | DTEK KYIV REGIONAL GRIDS PRIVATE JOINT-STOCK COMPANY | Electricity | Трансформатор напруги 35 кВ з літою ізоляцією |  | Для відновлювальних робіт на обладнанні розподільчих пристроїв 35 кВ: |  |  | шт | 9
r_23243188_42 | DTEK KYIV REGIONAL GRIDS PRIVATE JOINT-STOCK COMPANY | Electricity | Обмежувач перенапруги 35 кВ Ur=40,5 кВ |  | Для відновлювальних робіт на обладнанні розподільчих пристроїв 35 кВ: |  |  | шт. | 60
r_23243188_43 | DTEK KYIV REGIONAL GRIDS PRIVATE JOINT-STOCK COMPANY | Electricity | Комплектний розподльчий пристрій (КРПЗ) 35 кВ у складі: дві секції з секційним вимикачем. На кожній секції - шість комірок (кабельний ввод, ввод трансформатору, ТН)+ місце під одну резевну комірку |  | Для відновлювальних робіт на обладнанні розподільчих пристроїв 35 кВ: |  |  | шт. | 2
r_23243188_43 | DTEK KYIV REGIONAL GRIDS PRIVATE JOINT-STOCK COMPANY | Electricity | Комплектний розподльчий пристрій (КРПЗ) 10 кВ у складі: дві секції з секційним вимикачем. На кожній секції - вісімнадцять комірок (ввод трансформатору на 2500А, ТН, ТСН, комірки відхоящіх ліній на 1000 А) |  | Для відновлювальних робіт на обладнанні розподільчих пристроїв 6-10 кВ: |  |  | компл. | 2
r_23243188_43 | DTEK KYIV REGIONAL GRIDS PRIVATE JOINT-STOCK COMPANY | Electricity | Комплектний розподльчий пристрій (КРПЗ) 10 кВ у складі: дві секції з секційним вимикачем. На кожній секції - дванадцять комірок (ввод трансформатору на 1000А, ТН, ТСН, комірки відхоящіх ліній на 630 А) |  | Для відновлювальних робіт на обладнанні розподільчих пристроїв 6-10 кВ: |  |  | компл. | 4
r_23243188_44 | DTEK KYIV REGIONAL GRIDS PRIVATE JOINT-STOCK COMPANY | Electricity | Трансформатор силовий ТДТН-63000 110/35/10 |  | Для відновлювальних робіт на обладнанні розподільчих пристроїв 6-10 кВ: |  |  | шт. | 2
r_23243188_44 | DTEK KYIV REGIONAL GRIDS PRIVATE JOINT-STOCK COMPANY | Electricity | Трансформатор силовий ТДТН-40000 110/10/10 |  | Для відновлювальних робіт на обладнанні розподільчих пристроїв 6-10 кВ: |  |  | шт. | 4
r_23243188_44 | DTEK KYIV REGIONAL GRIDS PRIVATE JOINT-STOCK COMPANY | Electricity | Трансформатор силовий ТРДН-25000 110/10/10 |  | Для відновлювальних робіт на обладнанні розподільчих пристроїв 6-10 кВ: |  |  | шт. | 2
r_23243188_44 | DTEK KYIV REGIONAL GRIDS PRIVATE JOINT-STOCK COMPANY | Electricity | Трансформатор силовий ТДН-6300 110/6 |  | Для відновлювальних робіт на обладнанні розподільчих пристроїв 6-10 кВ: |  |  | шт. | 2
r_23243188_45 | DTEK KYIV REGIONAL GRIDS PRIVATE JOINT-STOCK COMPANY | Electricity | Елегазовий вимикач 110 кВ 1000 А 40 кА |  | Для відновлювальних робіт на обладнанні розподільчих пристроїв 6-10 кВ: |  |  | шт. | 12
r_23243188_46 | DTEK KYIV REGIONAL GRIDS PRIVATE JOINT-STOCK COMPANY | Electricity | Трансформатор струму 110 кВ 600/5, кількість вторинних обмоток 5 шт: 10Р/10Р/10Р/10Р/0,5 S |  | Для відновлювальних робіт на обладнанні розподільчих пристроїв 6-10 кВ: |  |  | шт. | 6
r_23243188_46 | DTEK KYIV REGIONAL GRIDS PRIVATE JOINT-STOCK COMPANY | Electricity | Трансформатор струму 110 кВ 100/5, кількість вторинних обмоток 5 шт: 10Р/10Р/10Р/10Р/0,5 S |  | Для відновлювальних робіт на обладнанні розподільчих пристроїв 6-10 кВ: |  |  | шт. | 6
r_23243188_47 | DTEK KYIV REGIONAL GRIDS PRIVATE JOINT-STOCK COMPANY | Electricity | Трансформатор напруги 110 кВ |  | Для відновлювальних робіт на обладнанні розподільчих пристроїв 6-10 кВ: |  |  | шт. | 6
r_23243188_48 | DTEK KYIV REGIONAL GRIDS PRIVATE JOINT-STOCK COMPANY | Electricity | Розєднувач 110 кВ 1000 А з двома заземлюючими ножами |  | Для відновлювальних робіт на обладнанні розподільчих пристроїв 6-10 кВ: |  |  | шт. | 12
r_23243188_49 | DTEK KYIV REGIONAL GRIDS PRIVATE JOINT-STOCK COMPANY | Electricity | Провід АС-50 |  | Для відновлювання ліній 35-110 кВ |  |  | т. | 0.1
r_23243188_49 | DTEK KYIV REGIONAL GRIDS PRIVATE JOINT-STOCK COMPANY | Electricity | Провід АС-70 |  | Для відновлювання ліній 35-110 кВ |  |  | т. | 0.15
r_23243188_49 | DTEK KYIV REGIONAL GRIDS PRIVATE JOINT-STOCK COMPANY | Electricity | Провід АС-95 |  | Для відновлювання ліній 35-110 кВ |  |  | т. | 0.27
r_23243188_49 | DTEK KYIV REGIONAL GRIDS PRIVATE JOINT-STOCK COMPANY | Electricity | Провід АС-120 |  | Для відновлювання ліній 35-110 кВ |  |  | т. | 0.35
r_23243188_49 | DTEK KYIV REGIONAL GRIDS PRIVATE JOINT-STOCK COMPANY | Electricity | Провід АС-150 |  | Для відновлювання ліній 35-110 кВ |  |  | т. | 0.2
r_23243188_49 | DTEK KYIV REGIONAL GRIDS PRIVATE JOINT-STOCK COMPANY | Electricity | Провід АС-185 |  | Для відновлювання ліній 35-110 кВ |  |  | т. | 0.25
r_23243188_49 | DTEK KYIV REGIONAL GRIDS PRIVATE JOINT-STOCK COMPANY | Electricity | Провід АС-240 |  | Для відновлювання ліній 35-110 кВ |  |  | т. | 0.3
r_23243188_49 | DTEK KYIV REGIONAL GRIDS PRIVATE JOINT-STOCK COMPANY | Electricity | Провід АС-400 |  | Для відновлювання ліній 35-110 кВ |  |  | т. | 0.4
r_23243188_50 | DTEK KYIV REGIONAL GRIDS PRIVATE JOINT-STOCK COMPANY | Electricity | Плашковий зажим ПА-1 |  | Для відновлювання ліній 35-110 кВ |  |  | шт. | 50
r_23243188_50 | DTEK KYIV REGIONAL GRIDS PRIVATE JOINT-STOCK COMPANY | Electricity | Плашковий зажим ПА-2 |  | Для відновлювання ліній 35-110 кВ |  |  | шт. | 100
r_23243188_50 | DTEK KYIV REGIONAL GRIDS PRIVATE JOINT-STOCK COMPANY | Electricity | Плашковий зажим ПА-3 |  | Для відновлювання ліній 35-110 кВ |  |  | шт. | 100
r_23243188_50 | DTEK KYIV REGIONAL GRIDS PRIVATE JOINT-STOCK COMPANY | Electricity | Плашковий зажим ПА-4 |  | Для відновлювання ліній 35-110 кВ |  |  | шт. | 50
r_23243188_51 | DTEK KYIV REGIONAL GRIDS PRIVATE JOINT-STOCK COMPANY | Electricity | СОАС - 50 |  | Для відновлювання ліній 35-110 кВ |  |  | шт. | 20
r_23243188_51 | DTEK KYIV REGIONAL GRIDS PRIVATE JOINT-STOCK COMPANY | Electricity | СОАС - 70 |  | Для відновлювання ліній 35-110 кВ |  |  | шт. | 40
r_23243188_51 | DTEK KYIV REGIONAL GRIDS PRIVATE JOINT-STOCK COMPANY | Electricity | СОАС - 95 |  | Для відновлювання ліній 35-110 кВ |  |  | шт. | 40
r_23243188_51 | DTEK KYIV REGIONAL GRIDS PRIVATE JOINT-STOCK COMPANY | Electricity | СОАС - 120 |  | Для відновлювання ліній 35-110 кВ |  |  | шт. | 40
r_23243188_51 | DTEK KYIV REGIONAL GRIDS PRIVATE JOINT-STOCK COMPANY | Electricity | СОАС - 150 |  | Для відновлювання ліній 35-110 кВ |  |  | шт. | 30
r_23243188_51 | DTEK KYIV REGIONAL GRIDS PRIVATE JOINT-STOCK COMPANY | Electricity | СОАС - 185 |  | Для відновлювання ліній 35-110 кВ |  |  | шт. | 30
r_23243188_52 | DTEK KYIV REGIONAL GRIDS PRIVATE JOINT-STOCK COMPANY | Electricity | САС -240 |  | Для відновлювання ліній 35-110 кВ |  |  | шт. | 60
r_23243188_52 | DTEK KYIV REGIONAL GRIDS PRIVATE JOINT-STOCK COMPANY | Electricity | САС -400 |  | Для відновлювання ліній 35-110 кВ |  |  | шт. | 20
r_23243188_53 | DTEK KYIV REGIONAL GRIDS PRIVATE JOINT-STOCK COMPANY | Electricity | Ізолятори скляні ПС-70 |  | Для відновлювання ліній 35-110 кВ |  |  | шт. | 700
r_23243188_53 | DTEK KYIV REGIONAL GRIDS PRIVATE JOINT-STOCK COMPANY | Electricity | Ізолятори скляні ПС-120 |  | Для відновлювання ліній 35-110 кВ |  |  | шт. | 250
r_30019775_1 | SC UKRGASVYDOBUVANNYA | Gas | Інгібітор гідратоутворення (метанол) |  |  |  |  | т | 4000
r_30019775_2 | SC UKRGASVYDOBUVANNYA | Gas | Мобільні ДЕС |  | Потужність -5-20кВт |  |  | шт | 155
r_30019775_3 | SC UKRGASVYDOBUVANNYA | Gas | Мобільні мачти освітлення |  |  |  |  | шт | 250
r_30019775_4 | SC UKRGASVYDOBUVANNYA | Gas | Супутникові телефони |  |  |  |  | шт | 50
r_30019775_5 | SC UKRGASVYDOBUVANNYA | Gas | Блоки безперебійного живлення 3-6 кВт |  |  |  |  | шт | 60
r_30019775_6 | SC UKRGASVYDOBUVANNYA | Gas | Мережеві сховища NAS QNAP |  |  |  |  | шт | 30
r_30019775_7 | SC UKRGASVYDOBUVANNYA | Gas | Комплекти супутникового інтернету (StarLink) |  |  |  |  | компл. | 15
r_30019775_8 | SC UKRGASVYDOBUVANNYA | Gas | Рації |  | 10-20 км |  |  | шт | 360
r_30019775_9 | SC UKRGASVYDOBUVANNYA | Gas | Ліхтарі вибухобезпечного виконання |  |  |  |  | шт | 600
r_30019775_10 | SC UKRGASVYDOBUVANNYA | Gas | Акумулятори |  | гелеві, 12В, 150А |  |  | шт | 250
r_00130926_1 | PJSC ZAPORIZHOBLENERGO | Electricity | wire | AC-185/24 | Equipment for high voltage networks |  |  | km | 20
r_00130926_1 | PJSC ZAPORIZHOBLENERGO | Electricity | wire | AC-300/39 | Equipment for high voltage networks |  |  | km | 5
r_00130926_1 | PJSC ZAPORIZHOBLENERGO | Electricity | wire | AC-95/16 | Equipment for high voltage networks |  |  | km | 15
r_00130926_1 | PJSC ZAPORIZHOBLENERGO | Electricity | wire | AC-120/19 | Equipment for high voltage networks |  |  | km | 15
r_00130926_2 | PJSC ZAPORIZHOBLENERGO | Electricity | insulators | LCC 120 / 150-2 | Equipment for high voltage networks |  |  | pcs | 120
r_00130926_2 | PJSC ZAPORIZHOBLENERGO | Electricity | insulators | LCC 160 / 150-2 | Equipment for high voltage networks |  |  | pcs | 40
r_00130926_2 | PJSC ZAPORIZHOBLENERGO | Electricity | insulators | LCC 70 / 35-2 | Equipment for high voltage networks |  |  | pcs | 200
r_00130926_3 | PJSC ZAPORIZHOBLENERGO | Electricity | Clamps | PA-4-1 | Equipment for high voltage networks |  |  | pcs | 100
r_00130926_3 | PJSC ZAPORIZHOBLENERGO | Electricity | Clamps | PA-5-1 | Equipment for high voltage networks |  |  | pcs | 40
r_00130926_3 | PJSC ZAPORIZHOBLENERGO | Electricity | Clamps | PA-3-2 | Equipment for high voltage networks |  |  | pcs | 100
r_00130926_4 | PJSC ZAPORIZHOBLENERGO | Electricity | connectors | SOAS-185-3 | Equipment for high voltage networks |  |  | pcs | 60
r_00130926_4 | PJSC ZAPORIZHOBLENERGO | Electricity | connectors | SOAS-95-3 | Equipment for high voltage networks |  |  | pcs | 100
r_00130926_4 | PJSC ZAPORIZHOBLENERGO | Electricity | connectors | SOAS-120-3 | Equipment for high voltage networks |  |  | pcs | 100
r_00130926_5 | PJSC ZAPORIZHOBLENERGO | Electricity | wire | AC-50 | Equipment for distributive networks |  |  | km | 110
r_00130926_5 | PJSC ZAPORIZHOBLENERGO | Electricity | wire | AC-35 | Equipment for distributive networks |  |  | km | 110
r_00130926_5 | PJSC ZAPORIZHOBLENERGO | Electricity | wire | SIP 5ng 4 * 50 | Equipment for distributive networks |  |  | km | 40
r_00130926_5 | PJSC ZAPORIZHOBLENERGO | Electricity | wire | SIP 5ng 4 * 70 | Equipment for distributive networks |  |  | km | 40
r_00130926_6 | PJSC ZAPORIZHOBLENERGO | Electricity | insulators | SHF-20 with caps | Equipment for distributive networks |  |  | pcs | 6000
r_00130926_6 | PJSC ZAPORIZHOBLENERGO | Electricity | insulators | TF-20 with caps | Equipment for distributive networks |  |  | pcs | 4000
r_00130926_7 | PJSC ZAPORIZHOBLENERGO | Electricity | transformers power | TMG-10 / 0.4 100 kVA | Equipment for distributive networks |  |  | pcs | 10
r_00130926_7 | PJSC ZAPORIZHOBLENERGO | Electricity | transformers power | TMG-10 / 0.4 160 kVA | Equipment for distributive networks |  |  | pcs | 10
r_00130926_7 | PJSC ZAPORIZHOBLENERGO | Electricity | transformers power | TMG-10 / 0.4 250 kVA | Equipment for distributive networks |  |  | pcs | 10
r_00130926_8 | PJSC ZAPORIZHOBLENERGO | Electricity | KTP cabinets |  | Equipment for distributive networks |  |  | pcs | 20
r_00130926_9 | PJSC ZAPORIZHOBLENERGO | Electricity | fittings for installation of SIP | GHSO 16 hook | Equipment for distributive networks |  |  | pcs | 2700
r_00130926_9 | PJSC ZAPORIZHOBLENERGO | Electricity | fittings for installation of SIP | Clamp anchor GUKо1 | Equipment for distributive networks |  |  | pcs | 960
r_00130926_9 | PJSC ZAPORIZHOBLENERGO | Electricity | fittings for installation of SIP | Clamp TTD 151 | Equipment for distributive networks |  |  | pcs | 8000
r_00130926_9 | PJSC ZAPORIZHOBLENERGO | Electricity | fittings for installation of SIP | TTD 201FA clamp | Equipment for distributive networks |  |  | pcs | 1300
r_00130926_9 | PJSC ZAPORIZHOBLENERGO | Electricity | fittings for installation of SIP | MJPT 50 clamp is connecting | Equipment for distributive networks |  |  | pcs | 1300
r_00130926_9 | PJSC ZAPORIZHOBLENERGO | Electricity | fittings for installation of SIP | PSP 122 TRA clamp | Equipment for distributive networks |  |  | pcs | 1600
r_00130926_9 | PJSC ZAPORIZHOBLENERGO | Electricity | fittings for installation of SIP | bandage tape | Equipment for distributive networks |  |  | m | 8000
r_00130926_9 | PJSC ZAPORIZHOBLENERGO | Electricity | fittings for installation of SIP | bracket for bandage tapes | Equipment for distributive networks |  |  | pcs | 8000
r_00130926_10 | PJSC ZAPORIZHOBLENERGO | Electricity | fuses | Fuse PN-22-100-00 UHLZ 160A copper | Equipment for distributive networks |  |  | pcs | 450
r_00130926_10 | PJSC ZAPORIZHOBLENERGO | Electricity | fuses | Fuse PN-22-200-00 UHLZ 160A copper | Equipment for distributive networks |  |  | pcs | 600
r_00130926_10 | PJSC ZAPORIZHOBLENERGO | Electricity | fuses | Fuse PN-22-200-00 UHLZ 160A copper | Equipment for distributive networks |  |  | pcs | 600
r_00130926_10 | PJSC ZAPORIZHOBLENERGO | Electricity | fuses | Fuse PT-011-10-16-31,5 U3 brass | Equipment for distributive networks |  |  | pcs | 600
r_00130926_10 | PJSC ZAPORIZHOBLENERGO | Electricity | fuses | Fuse PT-011-10-20-31,5 U3 brass | Equipment for distributive networks |  |  | pcs | 450
r_00130926_10 | PJSC ZAPORIZHOBLENERGO | Electricity | fuses | Fuse PT-011-10-16-31,5 U3 brass | Equipment for distributive networks |  |  | pcs | 450
r_00130926_11 | PJSC ZAPORIZHOBLENERGO | Electricity | switches automatic | switches automatic 160A | Equipment for distributive networks |  |  | pcs | 550
r_00130926_11 | PJSC ZAPORIZHOBLENERGO | Electricity | switches automatic | switches automatic 200A | Equipment for distributive networks |  |  | pcs | 550
r_00130926_12 | PJSC ZAPORIZHOBLENERGO | Electricity | risers | SV 9.5 | Equipment for distributive networks |  |  | pcs | 1000
r_00130926_12 | PJSC ZAPORIZHOBLENERGO | Electricity | risers | SV 10.5 | Equipment for distributive networks |  |  | pcs | 1000
r_00130926_12 | PJSC ZAPORIZHOBLENERGO | Electricity | risers | SK-26 | Equipment for distributive networks |  |  | pcs | 50
r_00130926_43 | PJSC ZAPORIZHOBLENERGO | Electricity | Рація |  | З покриттям до 50 км |  |  | шт | 60
r_00130926_44 | PJSC ZAPORIZHOBLENERGO | Electricity | Генератор |  | Потужністю 40 кВт |  |  | шт | 2
r_00130926_45 | PJSC ZAPORIZHOBLENERGO | Electricity | Генератор однофазний |  | Потужністю не менше 2,8 кВт |  |  | шт | 20
r_00131713_1 | DTEK Odessa Electric Grids | Electricity | Дизель генератор JCB G (або аналог) на шасі |  | Потужність 250 кВт |  |  | шт | 2
r_00131713_2 | DTEK Odessa Electric Grids | Electricity | Дизель генератор JCB G (або аналог) на шасі |  | Потужність 400 кВт |  |  | шт | 2
r_00131245_1 | VUHLEHIRSKA HPP OF "TSENTRENERHO" PJSC | Electricity | Бульдозер DRESTA | Двигун (QSX-15) 785-12-0209 (1502672H91)(ТД-25) |  |  |  | од. | 1

## equipment_detailed
Request ID | company (beneficiary) | name of equipment | components
r_42795490_4 |  | Machine for plasma cutting of pipes | Air compressor | Tomahawk 1538 с плазмотроном для механізованого різання | довжина рукава | >12m
r_42795490_4 |  | Machine for plasma cutting of pipes | Air compressor | Tomahawk 1538 с плазмотроном для механізованого різання | електрод | 180 pieces
r_42795490_4 |  | Machine for plasma cutting of pipes | Air compressor | Tomahawk 1538 с плазмотроном для механізованого різання | сопло 100А | 40 pieces
r_42795490_4 |  | Machine for plasma cutting of pipes | Air compressor | Tomahawk 1538 с плазмотроном для механізованого різання | сопло 80А | 50 pieces
r_42795490_4 |  | Machine for plasma cutting of pipes | Air compressor | Tomahawk 1538 с плазмотроном для механізованого різання | сопло 60А | 80 pieces
r_42795490_4 |  | Machine for plasma cutting of pipes | Air compressor | Tomahawk 1538 с плазмотроном для механізованого різання | сопло 40А | 50 pieces
r_42795490_4 |  | Machine for plasma cutting of pipes | Air compressor | Tomahawk 1538 с плазмотроном для механізованого різання | сопло для строжки | 20 pieces
r_42795490_4 |  | Machine for plasma cutting of pipes | Air compressor | Tomahawk 1538 с плазмотроном для механізованого різання | захисний ковпачок | 6 pieces
r_42795490_4 |  | Machine for plasma cutting of pipes | Air compressor | Tomahawk 1538 с плазмотроном для механізованого різання | захисний ковпачок для різання з відступом | 6 pieces
r_42795490_4 |  | Machine for plasma cutting of pipes | Air compressor | Tomahawk 1538 с плазмотроном для механізованого різання | захисний ковпачок для строжки | 4 pieces
r_42795490_4 |  | Machine for plasma cutting of pipes | Air compressor | Tomahawk 1538 с плазмотроном для механізованого різання | контактний наконечник | 10 pieces
r_42795490_4 |  | Machine for plasma cutting of pipes | Air compressor | Tomahawk 1538 с плазмотроном для механізованого різання | газовий дифузор | 9 pieces
r_42795490_4 |  | Machine for plasma cutting of pipes | Air compressor | Tomahawk 1538 с плазмотроном для механізованого різання | утримуючий ковпачок | 4 pieces
r_42795490_4 |  | Machine for plasma cutting of pipes | Air compressor | Tomahawk 1538 с плазмотроном для механізованого різання | повітряний фільтр, картридж для фільтра | 5 pieces
r_42795490_4 |  | Machine for plasma cutting of pipes | Air compressor | Tomahawk 1538 с плазмотроном для механізованого різання | ізоляційний комплект | 2 pieces
r_42795490_4 |  | Machine for plasma cutting of pipes | Orbital plasma cutting machine for cutting pipes | Ланцюгова машина "MAXI JOLLI CHAIN MACHINE" з 3-рядним ланцюговим приводом, направляючим поясом, з гнучким ручним приводом (опція), з пристрою для різання по контуру (опція 28 шт.)

## energy resources
Detailed internal table | [6 empty] | summary table for partners
Request ID | company (beneficiary) | type of energy resource | subtype | type of units of measurement (tons, ...) | amount | delivery time (TO)
| Ministry of Energy of Ukraine | Diesel |  | t | 250 000 | Urgently
| Ministry of Energy of Ukraine | Gasoline |  | t | 80 000 | Urgently
| Ministry of Energy of Ukraine | Motor Oil |  | t | 1 000 | Urgently
| Ministry of Energy of Ukraine | LPG |  | t | 30 000 | Urgently
| Ministry of Energy of Ukraine | Jet Fuel |  | t | 5 000 | Urgently
| JSC "Khmelnitskoblenergo" | Fuel | Gasoline A-92 | l | 60000 | 2022-04-01 | LIVINE TRADE LLC (AVIAS), OKKO BUSINESS PARTNER LLC | Khmelnytsky
| JSC "Khmelnitskoblenergo" | Fuel | Gasoline A-95 | l | 13350 | 2022-04-01 | LIVINE TRADE LLC (AVIAS), OKKO BUSINESS PARTNER LLC | Khmelnytsky
| JSC "Khmelnitskoblenergo" | Fuel | Diesel fuel | l | 53350 | 2022-04-01 | LIVINE TRADE LLC (AVIAS), OKKO BUSINESS PARTNER LLC | Khmelnytsky
| JSC "Khmelnitskoblenergo" | Fuel | Propane gas | l | 33350 | 2022-04-01 | LIVINE TRADE LLC (AVIAS), OKKO BUSINESS PARTNER LLC | Khmelnytsky
| JSC "Khmelnitskoblenergo" | Fuel | Methane gas | m3 | 33350 | 2022-04-01 | EKOTRANSGAZ LLC | Khmelnytsky
| JSC "Khmelnitskoblenergo" | Car oil | Olive 15W40 | l | 350 | 2022-04-01 | EURO OIL GROUP LLC | Khmelnytsky
| JSC "Khmelnitskoblenergo" | Car oil | Olive 10W40 | l | 1000 | 2022-04-01 | EURO OIL GROUP LLC | Khmelnytsky
| JSC "Khmelnitskoblenergo" | Diesel automobile oil | Olive M10G2K | l | 670 | 2022-04-01 | EURO OIL GROUP LLC | Khmelnytsky
| SE "Regional electric networks" | Diesel |  | t | 2022-05-03 | Urgently
| SE "Regional electric networks" | Gasoline | A-92 | t | 2022-05-06 | Urgently
| JSC "Mykolaivoblenergo" | Diesel |  | t. | 10 | 3 days
| JSC "Mykolaivoblenergo" | Gasoline A-92 |  | t. | 12 | 3 days
| JSC "Mykolaivoblenergo" | Gasoline A-95 |  | t. | 4 | 3 days
| JSC "Mykolaivoblenergo" | Olive M10G2K |  | t. | 2022-05-01 | 3 days
|  | Coolant |  | l. | 500 | 7 days
|  | Engine oil for gasoline engines |  | t. | 1 | 7 days
|  | Engine oil for diesel engines |  | t. | 2022-05-01 | 7 days
r_03359500_1 | JSC "Kharkivgaz" | Gasoline | A-92/A-95 | l | 240
r_03359500_2 | JSC "Kharkivgaz" | Diesel |  | l | 385
r_03359552_1 | JSC "Kharkivmiskgaz" | Gasoline | A-92/A-95 | l | 240
r_03359552_2 | JSC "Kharkivmiskgaz" | Diesel |  | l | 290
r_03358104_1 | JSC "Chernihivhaz" | Gasoline | A-92/A-95 | l | 360
r_03358104_2 | JSC "Chernihivhaz" | Diesel |  | l | 273
r_33426253_1 | SE SELIDOVUHILLIA | Gasoline | A-92/A-95 | l | 120
r_33426253_2 | SE SELIDOVUHILLIA | Diesel |  | l | 420
r_00131245_1 | VUHLEHIRSKA HPP OF "TSENTRENERHO" PJSC | вугілля | Г, ДГ | т | 210000
r_00131245_2 | VUHLEHIRSKA HPP OF "TSENTRENERHO" PJSC | мазут | М-100 | т | 1280
r_05471247_1 | ZMIYIVSKA HPP OF OF "TSENTRENERHO" PJSC | вугілля | Г, ДГ, А, П | т | 330000
r_05471247_2 | ZMIYIVSKA HPP OF OF "TSENTRENERHO" PJSC | мазут | М-100 | т | 3240
r_22927045_1 | TRYPILSKA HPP OF OF "TSENTRENERHO" PJSC | вугілля | Г, ДГ | т | 230000
r_22927045_2 | TRYPILSKA HPP OF OF "TSENTRENERHO" PJSC | мазут | М-100 | т | 1500
r_22927045_3 | TRYPILSKA HPP OF OF "TSENTRENERHO" PJSC | Дизельне пальне |  | т | 83.128 | 2022-04-15
r_22927045_4 | TRYPILSKA HPP OF OF "TSENTRENERHO" PJSC | Бензин | А-95 | т | 9.774 | 2022-03-31
r_23243188_1 | DTEK KYIV REGIONAL GRIDS PRIVATE JOINT-STOCK COMPANY | Бензин А 92 |  | Л | 197000
r_23243188_2 | DTEK KYIV REGIONAL GRIDS PRIVATE JOINT-STOCK COMPANY | Бензин А 95 |  | Л | 45000
r_23243188_1 | DTEK KYIV REGIONAL GRIDS PRIVATE JOINT-STOCK COMPANY | Дизпаливо |  | Л | 130000
Note on F25: ====== ID#AAAAVUHtLik Андрій Урста (2022-03-03 06:04:47) Тут і наступному рядку йдеться про денний розхід палива. Який мультиплікатор до нього застосовувати? Запас на місяць?

## humanitarian needs
| Detailed internal table |  |  |  |  | summary table for partners
Request ID | company (beneficiary) | name (required) | description (characteristics) | units
r_30019775_1 | SC UKRGASVYDOBUVANNYA | Комплекти аптечок (армійського типу) | шт | 500
r_30019775_2 | SC UKRGASVYDOBUVANNYA | Комплекти швидкого харчування (сух.пайки) |  | 17000
r_00131245_1 | VUHLEHIRSKA HPP OF "TSENTRENERHO" PJSC | Натр їдкий техничний (сода кауст.) 100% |  | т | 30
r_00131245_2 | VUHLEHIRSKA HPP OF "TSENTRENERHO" PJSC | Кислота сірчана 100% |  | т | 60
r_00131245_3 | VUHLEHIRSKA HPP OF "TSENTRENERHO" PJSC | Вапно негашене |  | т | 60
r_00131245_4 | VUHLEHIRSKA HPP OF "TSENTRENERHO" PJSC | Гипохлорит |  | т | 35
r_00131245_5 | VUHLEHIRSKA HPP OF "TSENTRENERHO" PJSC | Дизельне паливо |  | т | 30
r_05471247_1 | ZMIYIVSKA HPP OF OF "TSENTRENERHO" PJSC | Кулі молольні | при твердості більше 400НВ | т | 40.8082
r_05471247_2 | ZMIYIVSKA HPP OF OF "TSENTRENERHO" PJSC | Бензин | Б-70 | т | 0.20295
r_05471247_3 | ZMIYIVSKA HPP OF OF "TSENTRENERHO" PJSC | Гас |  | т | 0.38972
r_05471247_4 | ZMIYIVSKA HPP OF OF "TSENTRENERHO" PJSC | Олива турбінна | ТП-22С | т | 24.8815
r_05471247_5 | ZMIYIVSKA HPP OF OF "TSENTRENERHO" PJSC | Олива | КС-19 | т | 1.125
r_05471247_6 | ZMIYIVSKA HPP OF OF "TSENTRENERHO" PJSC | Олива | І-40 | т | 1.25
r_05471247_7 | ZMIYIVSKA HPP OF OF "TSENTRENERHO" PJSC | Олива | М14В2 | т | 0.35
r_05471247_8 | ZMIYIVSKA HPP OF OF "TSENTRENERHO" PJSC | Гідро-трансмісійне | С-4, ТО-4, SAE 10W (Spirax S4CX10W) | л | 268.9726
r_05471247_9 | ZMIYIVSKA HPP OF OF "TSENTRENERHO" PJSC | Трансмісійне | Аpi GL-5,SAE 85W140 (SHELL Spirax AXLE 85W140) | л | 101.3014
r_05471247_10 | ZMIYIVSKA HPP OF OF "TSENTRENERHO" PJSC | Олива | М10Г2К | т | 0.775
r_05471247_11 | ZMIYIVSKA HPP OF OF "TSENTRENERHO" PJSC | Олива індустріальна | ІГП-30 | т | 0.05
r_05471247_12 | ZMIYIVSKA HPP OF OF "TSENTRENERHO" PJSC | Мастило | Літол-24 | т | 0.375
r_05471247_13 | ZMIYIVSKA HPP OF OF "TSENTRENERHO" PJSC | Олива трансмісійна | ATF | л | 8.7329
r_05471247_14 | ZMIYIVSKA HPP OF OF "TSENTRENERHO" PJSC | Олива | PROZINT 2 | л | 10.166
r_05471247_15 | ZMIYIVSKA HPP OF OF "TSENTRENERHO" PJSC | Олива | SHELL 15W40 (SAE 15W40 APi CH-4) | л | 154.2808
r_05471247_16 | ZMIYIVSKA HPP OF OF "TSENTRENERHO" PJSC | Мастило | "Mobilux EP-2" | кг | 3.1392
r_05471247_17 | ZMIYIVSKA HPP OF OF "TSENTRENERHO" PJSC | Олива для ГУР | PSF-3 | т | 0.0011644
r_05471247_18 | ZMIYIVSKA HPP OF OF "TSENTRENERHO" PJSC | Олива для ГУР, АКПП | ATF | т | 0.0011644
r_05471247_19 | ZMIYIVSKA HPP OF OF "TSENTRENERHO" PJSC | олива моторна | API SM/CI 10W30 | т | 0.045411
r_05471247_20 | ZMIYIVSKA HPP OF OF "TSENTRENERHO" PJSC | олива моторна | API SG/CD 10W40 | т | 0.083836
r_05471247_21 | ZMIYIVSKA HPP OF OF "TSENTRENERHO" PJSC | Олива трансміссійна | 85W90 API GL-5 | т | 0.0034932
r_05471247_22 | ZMIYIVSKA HPP OF OF "TSENTRENERHO" PJSC | Охолоджувача рідина | G12+ | т | 0.05589
r_05471247_23 | ZMIYIVSKA HPP OF OF "TSENTRENERHO" PJSC | Мастило | SKF CGET 2 | кг | 0.97808
r_05471247_24 | ZMIYIVSKA HPP OF OF "TSENTRENERHO" PJSC | Мастило трансміссійне | SHELL TELLUS 68 (ISO 68) | л | 170.2911
r_05471247_25 | ZMIYIVSKA HPP OF OF "TSENTRENERHO" PJSC | Мастило | НК-50 або ГАЗ-41 | т | 0.00096062
r_05471247_26 | ZMIYIVSKA HPP OF OF "TSENTRENERHO" PJSC | Силікагель |  | кг | 0.57462
r_05471247_27 | ZMIYIVSKA HPP OF OF "TSENTRENERHO" PJSC | Вапно негашене |  | т | 66.4381
r_05471247_28 | ZMIYIVSKA HPP OF OF "TSENTRENERHO" PJSC | Кислота сірчана |  | т | 273.275
r_05471247_29 | ZMIYIVSKA HPP OF OF "TSENTRENERHO" PJSC | Антрацит-фильтрант | фр. 1,8-3,5 мм | т | 2
r_05471247_30 | ZMIYIVSKA HPP OF OF "TSENTRENERHO" PJSC | Сильнокислотний катiоніт | Амберлайт IR 120Н | л | 2500
r_05471247_31 | ZMIYIVSKA HPP OF OF "TSENTRENERHO" PJSC | Сильноосновний аніоніт | Амберлайт IRA-900CI | л | 125.3425
r_05471247_32 | ZMIYIVSKA HPP OF OF "TSENTRENERHO" PJSC | Слабоосновной аніоніт | Амберлайт IRA-67 | л | 2500
r_05471247_33 | ZMIYIVSKA HPP OF OF "TSENTRENERHO" PJSC | Гіпохлорит натрію |  | т | 4.065
r_05471247_34 | ZMIYIVSKA HPP OF OF "TSENTRENERHO" PJSC | Сіль |  | т | 7.85
r_05471247_35 | ZMIYIVSKA HPP OF OF "TSENTRENERHO" PJSC | Гідразін-гідрат |  | т | 0.5025
r_22927045_1 | TRYPILSKA HPP OF OF "TSENTRENERHO" PJSC | ТАД-17 |  | т | 0.329
r_22927045_2 | TRYPILSKA HPP OF OF "TSENTRENERHO" PJSC | SAE 10W |  | т | 0.283
r_22927045_3 | TRYPILSKA HPP OF OF "TSENTRENERHO" PJSC | М-10В2 |  | т | 0.01
r_22927045_4 | TRYPILSKA HPP OF OF "TSENTRENERHO" PJSC | Mobile-1 Sint "S" 5W40 |  | т | 0.029
r_22927045_5 | TRYPILSKA HPP OF OF "TSENTRENERHO" PJSC | SAE 15W40 |  | т | 1.536
r_22927045_6 | TRYPILSKA HPP OF OF "TSENTRENERHO" PJSC | Змазка NLQI-2 |  | т | 0.044
r_22927045_7 | TRYPILSKA HPP OF OF "TSENTRENERHO" PJSC | Сірчана кислота |  | т | 34.118
r_22927045_8 | TRYPILSKA HPP OF OF "TSENTRENERHO" PJSC | Сода каустична |  | т | 16.204
r_22927045_9 | TRYPILSKA HPP OF OF "TSENTRENERHO" PJSC | Вапно негашене |  | т | 21.502
r_30019775_1 | SC UKRGASVYDOBUVANNYA | Бронежилети (полегшеного типу) |  | шт | 450
r_30019775_2 | SC UKRGASVYDOBUVANNYA | Військова каска |  | шт | 450
r_30019775_3 | SC UKRGASVYDOBUVANNYA | Протигаз ізолюючий |  | шт | 150
r_30019775_4 | SC UKRGASVYDOBUVANNYA | Протигаз | маска панорамна та фільтр комбінований | шт | 700

## contacts
company | Request ID | contact person | tel_1 | tel_2 | mail
Ministry of Energy of Ukraine (oil products) |  | Mykola Kolisnyk | 0038 050 151 99 01
LUHANSKE ENERHETYCHNE OBYEDNANNIA LLC |  | Sulzhenko Serhiy | 0038 050 476 33 82
NPC UKRENERGO |  | L.А. Krasnyanskyy
GAS TSO OF UKRAINE LLC
CHERNIHIVOBLENERHO PJSC
DTEK KYIV GRIDS PRIVATE JOINT-STOCK COMPANY
JSC "Khmelnitskoblenergo" |  | Gutsal Sergey Arkadyevich | 0038 050-37-62-416 | 0038 038-26-95-350 | gutsal.sa@hoe.com.ua
JSC "Khmelnitskoblenergo" |  | Petrenko Sergey Leonidovich | 0038 067-43-58-120 | 0038 095-00-15-994 | petrenkosergey@hoe.com.ua
JSC "Khmelnitskoblenergo" |  | Butryk Serhiy Leonidovych | 0038 067-38-11-411 |  | butryk.sl@hoe.com.ua
JSC "Khmelnitskoblenergo" |  | Melnyk Valeriy Valeriyovych | 0038 067-42-38-887 | 0038 0382-78-78-32 | melnyk.vv@hoe.com.ua
JSC "Khmelnitskoblenergo" |  | Butryk Serhiy Leonidovych | 0038 067-38-11-411 |  | butryk.sl@hoe.com.ua
DTEK Odessa Electric Grids |  | Peskov Sergiy | 380503952569 |  | pieskovSA@dtek.com
SE "Regional electric networks" |  | Acting General Director: Ruslan Leonidovich Tkachenko | 0038 050 3122056 |  | ruslan-t@ukr.net
SE "Regional electric networks" |  | Deputy General Director for Technical Development: Babych Serhiy Volodymyrovych | 0038 050 3954453 |  | babich0707@gmail.com
SE "Regional electric networks" |  | Head of the Technical Development Department: Khodos Oleksandr Petrovich | 0038 067 2455055 |  | alexandr_khodos@meta.ua
SE "Regional electric networks" |  | Head of the Electrical Engineering Department: Lytvyn Mykola Andriyovych | 0038 067 2455077 |  | alexandr_khodos@meta.ua
SE "Regional electric networks" |  | Director of the Donetsk branch: Vagis Volodymyr Volodymyrovych | 0038 067 2455151 | 0038 099 0528886 | eugeniya.buriak@gmail.com
SE "Regional electric networks" |  | Director of the Luhansk branch: Tsykuntsov Alexey Vasilyevich | 0038 050 4708520 |  | teh_direktor@ukr.net
JSC "Mykolaivoblenergo" |  | Larin Mykola Viktorovych | 0038 050 493 89 54, 0038 067 690 40 98 | 0038 0512 53 93 65 | ptsnoe@gmail.com Larin_n@energy.mk.ua
JSC "Mykolaivoblenergo" |  | Kovalev Sergey Ivanovich | 0038 067 487 84 62 |  | kovalov_s@energy.mk.ua
Dnieper Electric Networks |  | Cherkashin Dmitry
Dnieper Electric Networks |  | Lobza Alexander
Dnieper Electric Networks |  | Dralov Anton

## delivery inland
Request ID | company | region | delivery method | delivery address | …
| JSC "Khmelnitskoblenergo" | Khmelnytsky region | Delivery by the supplier to the SRF warehouse | Khmelnytsky, street Hranovsky, 11A
| JSC "Khmelnitskoblenergo" | Khmelnytsky region | Delivery by the supplier to the SRF warehouse | Khmelnytsky, street Hranovsky, 11A
| JSC "Khmelnitskoblenergo" | Khmelnytsky region | Delivery by the supplier to the SRF warehouse | Khmelnytsky, street Hranovsky, 11A
| JSC "Khmelnitskoblenergo" | Khmelnytsky region | Delivery by the supplier to the SRF warehouse | Khmelnytsky, street M. Krasovsky 2
| JSC "Khmelnitskoblenergo" | Khmelnytsky region | Delivery by the supplier to the SRF warehouse | Khmelnytsky, street Hranovsky, 11A

## lists
unified lists of options for a given indicator. Needed to simplify database maintenance

## Аркуш1
NEK UE equipment needs
LEO needs in repair equipment
NPC UKRENERGO | S2DAT-362 of firm "ALSTOM", or equivalent